## Tag Details
STATUS | Tag_Number | Control_System_Tag | Loop_Number | INSTR_TYPE_DESC | TAG_SERVICE_1 | TAG_SERVICE_2 | IO_TYPE | SYSTEM | LOCATION | SIGNAL_DESTINATION | LOOP_POWERD | DO_RELAY_TYPE | POWER_CONSUMPTION | EXTERNAL_POWER | SIGNAL_VOLTAGE_LEVEL | INTRINSIC_SAFETY_BARRIER | CS_Execution | CLIENT_PID_NO | EQUIPMENT_NAME | PACKAGE_NAME | GROUPING_REMARKS | Cable Name | Cable Type Name | Cable_Term | IRP_Cabinet_Name | Ele_TS_Name | Ele_TS_No | Relay_No | Relay_Type | NO/NC Contact | FTA Name (IRP) | FTA No. (IRP) | Signal Conditioner Type (IRP) | Card No. (IRP) | Channel No.(IRP) | Communication Module No. (IRP) | Aux_Cabinet_Name | Field_TS_Name | Field_TS_No | Aux_Cmpt_Term_IN_No | Aux_Cmpt_No | Aux_Cmpt_Make/Model | Aux_Cmpt_Term_OUT_No | Aux_Cmpt_Power_Source | Aux_Cmpt_Power_Term_No(s) | Aux_TS_OUT_Name | Aux_TS_OUT_No | Aux_Inter_Cable_Name | Aux_Inter_Cable_Type | Aux_Inter_Cable_Term | SJB_Name | FTA Name | FTA No. | Barrier Type | Signal Conditioner Type | Card No. | Channel No. | Communication Module No. | FOJB_Name | Marshalling Cabinet Name (RIO) | FTA Name (RIO) | FTA No. (RIO) | Barrier Model (RIO) | Signal Conditioner Type (RIO) | Card No. (RIO) | Channel No. (RIO) | Communication Module No. (RIO) | System Cabinet Name | CPU Name | Remarks | Revision
| 3115-FT-202 |  | 3115-FD-202 | FLOW TRANSMITTER - CORIOLIS |  |  | AIRH | DCS | Field |  |  |  |  | 230 VAC |  |  | IS | 4503-VZ-DM-T31152003 |  |  |  | 3115-FT-202/3900-DSB-005 | [28 empty] | 3900-DSB-005
| 3115-HS-104 |  | 3115-HD-104 | HAND SWITCH |  |  | DIR | DCS | Field | [7 empty] | NIS | 4503-VZ-DM-T31152003 |  |  |  | 3115-HS-104/3900-DSB-006 | [28 empty] | 3900-DSB-006
| 3115-HS-108 |  | 3115-HD-108 | HAND SWITCH |  |  | DIR | DCS | Field | [7 empty] | NIS | 4503-VZ-DM-T31152001 |  |  |  | 3115-HS-108/3900-DSB-006 | [28 empty] | 3900-DSB-006
| 3150-TY-601 |  | 3150-TD-601 | E/P POSITIONER |  |  | AORH | DCS | Field | [7 empty] | IS | 4503-VZ-DM-T31502001 |  |  |  | 3150-TY-601/3900-DSB-003 | [28 empty] | 3900-DSB-003
| 3140-FIT-285P |  |  | FLOW IND TRANSMITTER - dP |  |  | AIRH | DCS | Field | [7 empty] | IS | 4503-GP-VD-BD002T3131PK4003034_LO HEADER |  | 31-PK-4003 |  | 3140-FIT-285P/3140-DSB-003 | [28 empty] | 3140-DSB-003
| 3115-LT-301 |  | 3115-LD-301 | LEVEL TRANSMITTER - GW RADAR |  |  | AIRH | DCS | Field | [7 empty] | IS | 4503-VZ-DM-T31152005 | 31-V-1502 |  |  | 3115-LT-301/3900-DSB-005 | [28 empty] | 3900-DSB-005
| 3115-XL-301B |  | 3115-LD-301 | LAMP |  |  | DOR | DCS | Field | [7 empty] | NIS | 4503-VZ-DM-T31152005 |  |  |  | 3115-XL-301B/3900-DSB-006 | [28 empty] | 3900-DSB-006
| 3115-XA-301B |  | 3115-LD-301 | HORN |  |  | DOR | DCS | Field | [7 empty] | NIS | 4503-VZ-DM-T31152005 |  |  |  | 3115-XA-301B/3900-DSB-006 | [28 empty] | 3900-DSB-006
| 3115-LSH-302 |  | 3115-LD-302 | LEVEL SWITCH - TUNNING FORK |  |  | DIR | DCS | Field | [7 empty] | IS | 4503-VZ-DM-T31152005 | 31-V-1502 |  |  | 3115-LSH-302/3900-DSB-005 | [28 empty] | 3900-DSB-005
| 3115-XL-302B |  | 3115-LD-302 | LAMP |  |  | DOR | DCS | Field | [7 empty] | NIS | 4503-VZ-DM-T31152005 |  |  |  | 3115-XL-302B/3900-DSB-006 | [28 empty] | 3900-DSB-006
| 3115-XA-302B |  | 3115-LD-302 | HORN |  |  | DOR | DCS | Field | [7 empty] | NIS | 4503-VZ-DM-T31152005 |  |  |  | 3115-XA-302B/3900-DSB-006 | [28 empty] | 3900-DSB-006
| 3115-LT-303 |  | 3115-LD-303 | LEVEL TRANSMITTER - GW RADAR |  |  | AIRH | DCS | Field | [7 empty] | IS | 4503-VZ-DM-T31152002 | 31-V-1505 |  |  | 3115-LT-303/3900-DSB-005 | [28 empty] | 3900-DSB-005
| 3115-XL-303B |  | 3115-LD-303 | LAMP |  |  | DOR | DCS | Field | [7 empty] | NIS | 4503-VZ-DM-T31152002 |  |  |  | 3115-XL-303B/3900-DSB-006 | [28 empty] | 3900-DSB-006
| 3115-PIT-402 |  | 3115-PD-402 | PRESSURE IND. TRANSM - DIAPH. WITH CAP |  |  | AIRH | DCS | Field | [7 empty] | IS | 4503-VZ-DM-T31152003 |  |  |  | 3115-PIT-402/3900-DSB-005 | [28 empty] | 3900-DSB-005
| 3115-PT-403P |  | 3115-PD-403P | PRESSURE SWITCH |  |  | DIR | DCS | Field | [7 empty] | IS | 4503-VZ-DM-T31152003 | 31-P-1503A | 31-P-1503 A/B | 31-P-1503_G1 | 3115-PT-403P/3900-DSB-006 | [28 empty] | 3900-DSB-006
| 3115-PIT-404 |  | 3115-PD-404 | PRESSURE IND. TRANSM - DIAPH. WITH CAP |  |  | AIRH | DCS | Field | [7 empty] | IS | 4503-VZ-DM-T31152004 |  |  |  | 3115-PIT-404/3900-DSB-005 | [28 empty] | 3900-DSB-005
| 3115-PT-405P |  | 3115-PD-405P | PRESSURE SWITCH |  |  | DIR | DCS | Field | [7 empty] | IS | 4503-VZ-DM-T31152004 | 31-P-1503B | 31-P-1503 A/B | 31-P-1503_G2 | 3115-PT-405P/3900-DSB-006 | [28 empty] | 3900-DSB-006
| 3115-PIT-406 |  | 3115-PD-406 | PRESSURE IND. TRANSMITTER |  |  | AIRH | DCS | Field | [7 empty] | IS | 4503-VZ-DM-T31152001 |  |  |  | 3115-PIT-406/3900-DSB-005 | [28 empty] | 3900-DSB-005
| 3115-XZSC-801 |  | 3115-XD-801 | LIMIT SWITCH - CLOSE |  |  | DIR | DCS | Field | [7 empty] | IS | 4503-VZ-DM-T31152001 |  |  |  | 3115-XZSC-801/3900-DSB-005 | [28 empty] | 3900-DSB-005
| 3115-XZSO-801 |  | 3115-XD-801 | LIMIT SWITCH - OPEN |  |  | DIR | DCS | Field | [7 empty] | IS | 4503-VZ-DM-T31152001 |  |  |  | 3115-XZSO-801/3900-DSB-005 | [28 empty] | 3900-DSB-005
| 3115-XY-801 |  | 3115-XD-801 | SOLENOID VALVE |  |  | DOR | DCS | Field | [7 empty] | NIS | 4503-VZ-DM-T31152001 |  |  |  | 3115-XY-801/3900-DSB-006 | [28 empty] | 3900-DSB-006
| 3115-XZSC-802 |  | 3115-XD-802 | LIMIT SWITCH - CLOSE |  |  | DIR | DCS | Field | [7 empty] | IS | 4503-VZ-DM-T31152001 |  |  |  | 3115-XZSC-802/3900-DSB-005 | [28 empty] | 3900-DSB-005
| 3115-XZSO-802 |  | 3115-XD-802 | LIMIT SWITCH - OPEN |  |  | DIR | DCS | Field | [7 empty] | IS | 4503-VZ-DM-T31152001 |  |  |  | 3115-XZSO-802/3900-DSB-005 | [28 empty] | 3900-DSB-005
| 3115-XZSC-803 |  | 3115-XD-803 | LIMIT SWITCH - CLOSE |  |  | DIR | DCS | Field | [7 empty] | IS | 4503-VZ-DM-T31152001 |  |  |  | 3115-XZSC-803/3900-DSB-005 | [28 empty] | 3900-DSB-005
| 3115-XZSO-803 |  | 3115-XD-803 | LIMIT SWITCH - OPEN |  |  | DIR | DCS | Field | [7 empty] | IS | 4503-VZ-DM-T31152001 |  |  |  | 3115-XZSO-803/3900-DSB-005 | [28 empty] | 3900-DSB-005
| 3115-XY-803 |  | 3115-XD-803 | SOLENOID VALVE |  |  | DOR | DCS | Field | [7 empty] | NIS | 4503-VZ-DM-T31152001 |  |  |  | 3115-XY-803/3900-DSB-006 | [28 empty] | 3900-DSB-006
| 3115-HSO-803 |  | 3115-XD-803 | HAND SWITCH |  |  | DIR | DCS | Field | [7 empty] | NIS | 4503-VZ-DM-T31152001 |  |  |  | 3115-HSO-803/3900-DSB-006 | [28 empty] | 3900-DSB-006
| 3115-HSC-803 |  | 3115-XD-803 | HAND SWITCH |  |  | DIR | DCS | Field | [7 empty] | NIS | 4503-VZ-DM-T31152001 |  |  |  | 3115-HSC-803/3900-DSB-006 | [28 empty] | 3900-DSB-006
| 3115-XY-804 |  | 3115-XD-804 | SOLENOID VALVE |  |  | DOR | DCS | Field | [7 empty] | NIS | 4503-VZ-DM-T31152001 |  |  |  | 3115-XY-804/3900-DSB-006 | [28 empty] | 3900-DSB-006
| 3115-XZSC-804 |  | 3115-XD-804 | LIMIT SWITCH - CLOSE |  |  | DIR | DCS | Field | [7 empty] | IS | 4503-VZ-DM-T31152001 |  |  |  | 3115-XZSC-804/3900-DSB-005 | [28 empty] | 3900-DSB-005
| 3115-XZSO-804 |  | 3115-XD-804 | LIMIT SWITCH - OPEN |  |  | DIR | DCS | Field | [7 empty] | IS | 4503-VZ-DM-T31152001 |  |  |  | 3115-XZSO-804/3900-DSB-005 | [28 empty] | 3900-DSB-005
| 3115-HSO-804 |  | 3115-XD-804 | HAND SWITCH |  |  | DIR | DCS | Field | [7 empty] | NIS | 4503-VZ-DM-T31152001 |  |  |  | 3115-HSO-804/3900-DSB-006 | [28 empty] | 3900-DSB-006
| 3115-HSC-804 |  | 3115-XD-804 | HAND SWITCH |  |  | DIR | DCS | Field | [7 empty] | NIS | 4503-VZ-DM-T31152001 |  |  |  | 3115-HSC-804/3900-DSB-006 | [28 empty] | 3900-DSB-006
| 3115-XZSC-805 |  | 3115-XD-805 | LIMIT SWITCH - CLOSE |  |  | DIR | DCS | Field | [7 empty] | IS | 4503-VZ-DM-T31152002 |  |  |  | 3115-XZSC-805/3900-DSB-005 | [28 empty] | 3900-DSB-005
| 3115-XZSO-805 |  | 3115-XD-805 | LIMIT SWITCH - OPEN |  |  | DIR | DCS | Field | [7 empty] | IS | 4503-VZ-DM-T31152002 |  |  |  | 3115-XZSO-805/3900-DSB-005 | [28 empty] | 3900-DSB-005
| 3115-XY-805 |  | 3115-XD-805 | SOLENOID VALVE |  |  | DOR | DCS | Field | [7 empty] | NIS | 4503-VZ-DM-T31152002 |  |  |  | 3115-XY-805/3900-DSB-006 | [28 empty] | 3900-DSB-006
| 3115-HSO-805 |  | 3115-XD-805 | HAND SWITCH |  |  | DIR | DCS | Field | [7 empty] | NIS | 4503-VZ-DM-T31152002 |  |  |  | 3115-HSO-805/3900-DSB-006 | [28 empty] | 3900-DSB-006
| 3115-HSC-805 |  | 3115-XD-805 | HAND SWITCH |  |  | DIR | DCS | Field | [7 empty] | NIS | 4503-VZ-DM-T31152002 |  |  |  | 3115-HSC-805/3900-DSB-006 | [28 empty] | 3900-DSB-006
| 3140-AT-001 |  | 3140-AD-001 | ANALYZER - GAS CHROMATOGRAPH |  |  | AIRH | DCS | AS |  |  |  |  | 230 VAC |  |  | NIS | 4503-VZ-DM-T31402009 |  |  |  | 3140-AT-001/3140-DSB-002 | [28 empty] | 3140-DSB-002
| 3140-ET-907 |  | 3140-ED-907 | VOLTAGE TRANSMITTER |  |  | AIRH | DCS | Field |  |  |  |  | 230 VAC |  |  | IS | 4503-VZ-DM-T31402007 | 31-R-4001 |  |  | 3140-ET-907/3900-DSB-009 | [28 empty] | 3900-DSB-009
| 3140-FT-223 |  | 3140-FD-223 | FLOW TRANSMITTER - CORIOLIS |  |  | AIRH | DCS | Field |  |  |  |  | 230 VAC |  |  | IS | 4503-VZ-DM-T31402016 |  |  |  | 3140-FT-223/3900-DSB-009 | [28 empty] | 3900-DSB-009
| 3140-FY-223A |  | 3140-FD-223 | E/P POSITIONER |  |  | AORH | DCS | Field | [7 empty] | IS | 4503-VZ-DM-T31402016 |  |  | 3140-FD-223_G1 | 3140-FY-223A/3900-DSB-009 | [28 empty] | 3900-DSB-009
| 3140-FY-223B |  | 3140-FD-223 | E/P POSITIONER |  |  | AORH | DCS | Field | [7 empty] | IS | 4503-VZ-DM-T31402016 |  |  | 3140-FD-223_G2 | 3140-FY-223B/3900-DSB-009 | [28 empty] | 3900-DSB-009
| 3140-FT-224 |  | 3140-FD-224 | FLOW TRANSMITTER - CORIOLIS |  |  | AIRH | DCS | Field |  |  |  |  | 230 VAC |  |  | IS | 4503-VZ-DM-T31402016 |  |  |  | 3140-FT-224/3900-DSB-010 | [28 empty] | 3900-DSB-010
| 3140-FY-224A |  | 3140-FD-224 | E/P POSITIONER |  |  | AORH | DCS | Field | [7 empty] | IS | 4503-VZ-DM-T31402016 |  |  | 3140-FD-224_G1 | 3140-FY-224A/3900-DSB-010 | [28 empty] | 3900-DSB-010
| 3140-FY-224B |  | 3140-FD-224 | E/P POSITIONER |  |  | AORH | DCS | Field | [7 empty] | IS | 4503-VZ-DM-T31402016 |  |  | 3140-FD-224_G2 | 3140-FY-224B/3900-DSB-010 | [28 empty] | 3900-DSB-010
| 3140-FT-225 |  | 3140-FD-225 | FLOW TRANSMITTER - CORIOLIS |  |  | AIRH | DCS | Field |  |  |  |  | 230 VAC |  |  | IS | 4503-VZ-DM-T31402016 |  |  |  | 3140-FT-225/3900-DSB-010 | [28 empty] | 3900-DSB-010
| 3140-FY-225A |  | 3140-FD-225 | E/P POSITIONER |  |  | AORH | DCS | Field | [7 empty] | IS | 4503-VZ-DM-T31402016 |  |  | 3140-FD-225_G1 | 3140-FY-225A/3900-DSB-010 | [28 empty] | 3900-DSB-010
| 3140-FY-225B |  | 3140-FD-225 | E/P POSITIONER |  |  | AORH | DCS | Field | [7 empty] | IS | 4503-VZ-DM-T31402016 |  |  | 3140-FD-225_G2 | 3140-FY-225B/3900-DSB-010 | [28 empty] | 3900-DSB-010
| 3140-FT-226 |  | 3140-FD-226 | FLOW TRANSMITTER - CORIOLIS |  |  | AIRH | DCS | Field |  |  |  |  | 230 VAC |  |  | IS | 4503-VZ-DM-T31402016 |  |  |  | 3140-FT-226/3900-DSB-010 | [28 empty] | 3900-DSB-010
| 3140-FY-226A |  | 3140-FD-226 | E/P POSITIONER |  |  | AORH | DCS | Field | [7 empty] | IS | 4503-VZ-DM-T31402016 |  |  | 3140-FD-226_G1 | 3140-FY-226A/3900-DSB-010 | [28 empty] | 3900-DSB-010
| 3140-FY-226B |  | 3140-FD-226 | E/P POSITIONER |  |  | AORH | DCS | Field | [7 empty] | IS | 4503-VZ-DM-T31402016 |  |  | 3140-FD-226_G2 | 3140-FY-226B/3900-DSB-010 | [28 empty] | 3900-DSB-010
| 3140-FT-227 |  | 3140-FD-227 | FLOW TRANSMITTER - CORIOLIS |  |  | AIRH | DCS | Field |  |  |  |  | 230 VAC |  |  | IS | 4503-VZ-DM-T31402016 |  |  |  | 3140-FT-227/3900-DSB-010 | [28 empty] | 3900-DSB-010
| 3140-FY-227A |  | 3140-FD-227 | E/P POSITIONER |  |  | AORH | DCS | Field | [7 empty] | IS | 4503-VZ-DM-T31402016 |  |  | 3140-FD-227_G1 | 3140-FY-227A/3900-DSB-010 | [28 empty] | 3900-DSB-010
| 3140-FY-227B |  | 3140-FD-227 | E/P POSITIONER |  |  | AORH | DCS | Field | [7 empty] | IS | 4503-VZ-DM-T31402016 |  |  | 3140-FD-227_G2 | 3140-FY-227B/3900-DSB-010 | [28 empty] | 3900-DSB-010
| 3140-FT-228 |  | 3140-FD-228 | FLOW TRANSMITTER - CORIOLIS |  |  | AIRH | DCS | Field |  |  |  |  | 230 VAC |  |  | IS | 4503-VZ-DM-T31402016 |  |  |  | 3140-FT-228/3900-DSB-010 | [28 empty] | 3900-DSB-010
| 3140-FY-228A |  | 3140-FD-228 | E/P POSITIONER |  |  | AORH | DCS | Field | [7 empty] | IS | 4503-VZ-DM-T31402016 |  |  | 3140-FD-228_G1 | 3140-FY-228A/3900-DSB-010 | [28 empty] | 3900-DSB-010
| 3140-FY-228B |  | 3140-FD-228 | E/P POSITIONER |  |  | AORH | DCS | Field | [7 empty] | IS | 4503-VZ-DM-T31402016 |  |  | 3140-FD-228_G2 | 3140-FY-228B/3900-DSB-010 | [28 empty] | 3900-DSB-010
| 3140-FT-229 |  | 3140-FD-229 | FLOW TRANSMITTER - CORIOLIS |  |  | AIRH | DCS | Field |  |  |  |  | 230 VAC |  |  | IS | 4503-VZ-DM-T31402020 |  |  |  | 3140-FT-229/3900-DSB-010 | [28 empty] | 3900-DSB-010
| 3140-FY-229 |  | 3140-FD-229 | E/P POSITIONER |  |  | AORH | DCS | Field | [7 empty] | IS | 4503-VZ-DM-T31402020 |  |  |  | 3140-FY-229/3900-DSB-010 | [28 empty] | 3900-DSB-010
| 3140-FT-230 |  | 3140-FD-230 | FLOW TRANSMITTER - CORIOLIS |  |  | AIRH | DCS | Field |  |  |  |  | 230 VAC |  |  | IS | 4503-VZ-DM-T31402020 |  |  |  | 3140-FT-230/3900-DSB-010 | [28 empty] | 3900-DSB-010
| 3140-FY-230 |  | 3140-FD-230 | E/P POSITIONER |  |  | AORH | DCS | Field | [7 empty] | IS | 4503-VZ-DM-T31402020 |  |  |  | 3140-FY-230/3900-DSB-010 | [28 empty] | 3900-DSB-010
| 3140-FY-234 |  | 3140-FD-234 | E/P POSITIONER |  |  | AORH | DCS | Field | [7 empty] | IS | 4503-VZ-DM-T31402001 |  |  |  | 3140-FY-234/3900-DSB-010 | [28 empty] | 3900-DSB-010
| 3140-FT-234 |  | 3140-FD-234 | FLOW TRANSMITTER - CORIOLIS |  |  | AIRH | DCS | Field |  |  |  |  | 230 VAC |  |  | IS | 4503-VZ-DM-T31402001 |  |  |  | 3140-FT-234/3900-DSB-010 | [28 empty] | 3900-DSB-010
| 3140-FT-235 |  | 3140-FD-235 | FLOW TRANSMITTER - CORIOLIS |  |  | AIRH | DCS | Field |  |  |  |  | 230 VAC |  |  | IS | 4503-VZ-DM-T31402001 |  |  |  | 3140-FT-235/3900-DSB-010 | [28 empty] | 3900-DSB-010
| 3140-FY-235 |  | 3140-FD-235 | E/P POSITIONER |  |  | AORH | DCS | Field | [7 empty] | IS | 4503-VZ-DM-T31402001 |  |  |  | 3140-FY-235/3900-DSB-010 | [28 empty] | 3900-DSB-010
| 3140-FT-236 |  | 3140-FD-236 | FLOW TRANSMITTER - CORIOLIS |  |  | AIRH | DCS | Field |  |  |  |  | 230 VAC |  |  | IS | 4503-VZ-DM-T31402001 |  |  |  | 3140-FT-236/3900-DSB-010 | [28 empty] | 3900-DSB-010
| 3140-FY-236 |  | 3140-FD-236 | E/P POSITIONER |  |  | AORH | DCS | Field | [7 empty] | IS | 4503-VZ-DM-T31402001 |  |  |  | 3140-FY-236/3900-DSB-010 | [28 empty] | 3900-DSB-010
| 3140-FT-237 |  | 3140-FD-237 | FLOW TRANSMITTER - dP |  |  | AIRH | DCS | Field | [7 empty] | IS | 4503-VZ-DM-T31402004 |  |  |  | 3140-FT-237/3900-DSB-010 | [28 empty] | 3900-DSB-010
| 3140-FT-238 |  | 3140-FD-238 | FLOW TRANSMITTER - CORIOLIS |  |  | AIRH | DCS | Field |  |  |  |  | 230 VAC |  |  | IS | 4503-VZ-DM-T31402002 |  |  |  | 3140-FT-238/3900-DSB-010 | [28 empty] | 3900-DSB-010
| 3140-FY-238 |  | 3140-FD-238 | E/P POSITIONER |  |  | AORH | DCS | Field | [7 empty] | IS | 4503-VZ-DM-T31402002 |  |  |  | 3140-FY-238/3900-DSB-010 | [28 empty] | 3900-DSB-010
| 3140-FT-239 |  | 3140-FD-239 | FLOW TRANSMITTER - dP |  |  | AIRH | DCS | Field | [7 empty] | IS | 4503-VZ-DM-T31402004 |  |  |  | 3140-FT-239/3900-DSB-010 | [28 empty] | 3900-DSB-010
| 3140-FY-239 |  | 3140-FD-239 | E/P POSITIONER |  |  | AORH | DCS | Field | [7 empty] | IS | 4503-VZ-DM-T31402004 |  |  |  | 3140-FY-239/3900-DSB-010 | [28 empty] | 3900-DSB-010
| 3140-FT-240 |  | 3140-FD-240 | FLOW TRANSMITTER - VORTEX |  |  | AIRH | DCS | Field | [7 empty] | IS | 4503-VZ-DM-T31402011 |  |  |  | 3140-FT-240/3900-DSB-010 | [28 empty] | 3900-DSB-010
| 3140-FT-241A |  | 3140-FD-241A | FLOW TRANSMITTER - CORIOLIS |  |  | AIRH | DCS | Field |  |  |  |  | 230 VAC |  |  | IS | 4503-VZ-DM-T31402002 |  |  | 3140-FD-241_G1 | 3140-FT-241A/3900-DSB-010 | [28 empty] | 3900-DSB-010
| 3140-FY-241A |  | 3140-FD-241A | E/P POSITIONER |  |  | AORH | DCS | Field | [7 empty] | IS | 4503-VZ-DM-T31402002 |  |  | 3140-FD-241_G1 | 3140-FY-241A/3900-DSB-010 | [28 empty] | 3900-DSB-010
| 3140-FT-241B |  | 3140-FD-241B | FLOW TRANSMITTER - CORIOLIS |  |  | AIRH | DCS | Field |  |  |  |  | 230 VAC |  |  | IS | 4503-VZ-DM-T31402002 |  |  | 3140-FD-241_G2 | 3140-FT-241B/3900-DSB-010 | [28 empty] | 3900-DSB-010
| 3140-FY-241B |  | 3140-FD-241B | E/P POSITIONER |  |  | AORH | DCS | Field | [7 empty] | IS | 4503-VZ-DM-T31402002 |  |  | 3140-FD-241_G2 | 3140-FY-241B/3900-DSB-010 | [28 empty] | 3900-DSB-010
| 3140-FT-245 |  | 3140-FD-245 | FLOW TRANSMITTER - VORTEX |  |  | AIRH | DCS | Field | [7 empty] | IS | 4503-VZ-DM-T31402008 |  |  |  | 3140-FT-245/3900-DSB-010 | [28 empty] | 3900-DSB-010
| 3140-FY-245 |  | 3140-FD-245 | E/P POSITIONER |  |  | AORH | DCS | Field | [7 empty] | IS | 4503-VZ-DM-T31402008 |  |  |  | 3140-FY-245/3900-DSB-010 | [28 empty] | 3900-DSB-010
| 3140-FT-246 |  | 3140-FD-246 | FLOW TRANSMITTER - VORTEX |  |  | AIRH | DCS | Field | [7 empty] | IS | 4503-VZ-DM-T31402006 |  |  |  | 3140-FT-246/3900-DSB-009 | [28 empty] | 3900-DSB-009
| 3140-FT-247A |  | 3140-FD-247A | FLOW TRANSMITTER - CORIOLIS |  |  | AIRH | DCS | Field |  |  |  |  | 230 VAC |  |  | IS | 4503-VZ-DM-T31402002 |  |  | 3141-FD-247_G1 | 3140-FT-247A/3900-DSB-010 | [28 empty] | 3900-DSB-010
| 3140-FY-247A |  | 3140-FD-247A | E/P POSITIONER |  |  | AORH | DCS | Field | [7 empty] | IS | 4503-VZ-DM-T31402002 |  |  | 3141-FD-247_G1 | 3140-FY-247A/3900-DSB-010 | [28 empty] | 3900-DSB-010
| 3140-FT-247B |  | 3140-FD-247B | FLOW TRANSMITTER - CORIOLIS |  |  | AIRH | DCS | Field |  |  |  |  | 230 VAC |  |  | IS | 4503-VZ-DM-T31402002 |  |  | 3141-FD-247_G2 | 3140-FT-247B/3900-DSB-010 | [28 empty] | 3900-DSB-010
| 3140-FY-247B |  | 3140-FD-247B | E/P POSITIONER |  |  | AORH | DCS | Field | [7 empty] | IS | 4503-VZ-DM-T31402002 |  |  | 3141-FD-247_G2 | 3140-FY-247B/3900-DSB-010 | [28 empty] | 3900-DSB-010
| 3140-FT-248 |  | 3140-FD-248 | FLOW TRANSMITTER - CORIOLIS |  |  | AIRH | DCS | Field |  |  |  |  | 230 VAC |  |  | IS | 4503-VZ-DM-T31402014 |  |  |  | 3140-FT-248/3900-DSB-010 | [28 empty] | 3900-DSB-010
| 3140-FY-248 |  | 3140-FD-248 | E/P POSITIONER |  |  | AORH | DCS | Field | [7 empty] | IS | 4503-VZ-DM-T31402014 |  |  |  | 3140-FY-248/3900-DSB-010 | [28 empty] | 3900-DSB-010
| 3140-FT-250 |  | 3140-FD-250 | FLOW TRANSMITTER - CORIOLIS |  |  | AIRH | DCS | Field |  |  |  |  | 230 VAC |  |  | IS | 4503-VZ-DM-T31402012 |  |  |  | 3140-FT-250/3900-DSB-010 | [28 empty] | 3900-DSB-010
| 3140-FT-251 |  | 3140-FD-251 | FLOW TRANSMITTER - CORIOLIS |  |  | AIRH | DCS | Field |  |  |  |  | 230 VAC |  |  | IS | 4503-VZ-DM-T31402004 |  |  |  | 3140-FT-251/3900-DSB-010 | [28 empty] | 3900-DSB-010
| 3140-FT-252 |  | 3140-FD-252 | FLOW TRANSMITTER - MAG |  |  | AIRH | DCS | Field |  |  |  |  | 230 VAC |  |  | NIS | 4503-VZ-DM-T31402013 |  |  |  | 3140-FT-252/3140-DSB-002 | [28 empty] | 3140-DSB-002
| 3140-FT-253 |  | 3140-FD-253 | FLOW TRANSMITTER - MAG |  |  | AIRH | DCS | Field |  |  |  |  | 230 VAC |  |  | NIS | 4503-VZ-DM-T31402013 |  |  |  | 3140-FT-253/3140-DSB-002 | [28 empty] | 3140-DSB-002
| 3140-FT-255 |  | 3140-FD-255 | FLOW TRANSMITTER - CORIOLIS |  |  | AIRH | DCS | Field |  |  |  |  | 230 VAC |  |  | IS | 4503-VZ-DM-T31402016 |  |  |  | 3140-FT-255/3900-DSB-010 | [28 empty] | 3900-DSB-010
| 3140-FY-255A |  | 3140-FD-255 | E/P POSITIONER |  |  | AORH | DCS | Field | [7 empty] | IS | 4503-VZ-DM-T31402016 |  |  | 3140-FD-255_G1 | 3140-FY-255A/3900-DSB-010 | [28 empty] | 3900-DSB-010
| 3140-FY-255B |  | 3140-FD-255 | E/P POSITIONER |  |  | AORH | DCS | Field | [7 empty] | IS | 4503-VZ-DM-T31402016 |  |  | 3140-FD-255_G2 | 3140-FY-255B/3900-DSB-010 | [28 empty] | 3900-DSB-010
| 3140-FT-256 |  | 3140-FD-256 | FLOW TRANSMITTER - CORIOLIS |  |  | AIRH | DCS | Field |  |  |  |  | 230 VAC |  |  | IS | 4503-VZ-DM-T31402016 |  |  |  | 3140-FT-256/3900-DSB-010 | [28 empty] | 3900-DSB-010
| 3140-FY-256A |  | 3140-FD-256 | E/P POSITIONER |  |  | AORH | DCS | Field | [7 empty] | IS | 4503-VZ-DM-T31402016 |  |  | 3140-FD-256_G1 | 3140-FY-256A/3900-DSB-010 | [28 empty] | 3900-DSB-010
| 3140-FY-256B |  | 3140-FD-256 | E/P POSITIONER |  |  | AORH | DCS | Field | [7 empty] | IS | 4503-VZ-DM-T31402016 |  |  | 3140-FD-256_G2 | 3140-FY-256B/3900-DSB-010 | [28 empty] | 3900-DSB-010
| 3140-FT-257 |  | 3140-FD-257 | FLOW TRANSMITTER - CORIOLIS |  |  | AIRH | DCS | Field |  |  |  |  | 230 VAC |  |  | IS | 4503-VZ-DM-T31402016 |  |  |  | 3140-FT-257/3900-DSB-010 | [28 empty] | 3900-DSB-010
| 3140-FY-257A |  | 3140-FD-257 | E/P POSITIONER |  |  | AORH | DCS | Field | [7 empty] | IS | 4503-VZ-DM-T31402016 |  |  | 3140-FD-257_G1 | 3140-FY-257A/3900-DSB-010 | [28 empty] | 3900-DSB-010
| 3140-FY-257B |  | 3140-FD-257 | E/P POSITIONER |  |  | AORH | DCS | Field | [7 empty] | IS | 4503-VZ-DM-T31402016 |  |  | 3140-FD-257_G2 | 3140-FY-257B/3900-DSB-010 | [28 empty] | 3900-DSB-010
| 3140-FT-258 |  | 3140-FD-258 | FLOW TRANSMITTER - CORIOLIS |  |  | AIRH | DCS | Field |  |  |  |  | 230 VAC |  |  | IS | 4503-VZ-DM-T31402016 |  |  |  | 3140-FT-258/3900-DSB-010 | [28 empty] | 3900-DSB-010
| 3140-FY-258A |  | 3140-FD-258 | E/P POSITIONER |  |  | AORH | DCS | Field | [7 empty] | IS | 4503-VZ-DM-T31402016 |  |  | 3140-FD-258_G1 | 3140-FY-258A/3900-DSB-010 | [28 empty] | 3900-DSB-010
| 3140-FY-258B |  | 3140-FD-258 | E/P POSITIONER |  |  | AORH | DCS | Field | [7 empty] | IS | 4503-VZ-DM-T31402016 |  |  | 3140-FD-258_G2 | 3140-FY-258B/3900-DSB-010 | [28 empty] | 3900-DSB-010
| 3140-FY-286P |  |  | CONTROL VALVE - GLOBE |  |  | AORH | DCS | Field | [7 empty] | IS | 4503-GP-VD-BD002T3131PK4003034_SEAL GAS |  | 31-PK-4003 |  | 3140-FY-286P/3140-DJB-252 | [28 empty] | 3140-DSB-003
| 3140-FIT-286P |  |  | FLOW IND TRANSMITTER - dP |  |  | AIRH | DCS | Field | [7 empty] | IS | 4503-GP-VD-BD002T3131PK4003034_SEAL GAS |  | 31-PK-4003 |  | 3140-FIT-286P/3140-DJB-252 | [28 empty] | 3140-DSB-003
| 3140-FIT-288P |  |  | FLOW IND TRANSMITTER - dP |  |  | AIRH | DCS | Field | [7 empty] | IS | 4503-GP-VD-BD002T3131PK4003034_SEAL GAS |  | 31-PK-4003 |  | 3140-FIT-288P/3140-DJB-252 | [28 empty] | 3140-DSB-003
| 3140-FY-290P |  |  | CONTROL VALVE - GLOBE |  |  | AORH | DCS | Field | [7 empty] | IS | 4503-GP-VD-BD002T3131PK4003034_SEAL GAS |  | 31-PK-4003 |  | 3140-FY-290P/3140-DJB-252 | [28 empty] | 3140-DSB-003
| 3140-FIT-290P |  |  | FLOW IND TRANSMITTER - dP |  |  | AIRH | DCS | Field | [7 empty] | IS | 4503-GP-VD-BD002T3131PK4003034_SEAL GAS |  | 31-PK-4003 |  | 3140-FIT-290P/3140-DJB-252 | [28 empty] | 3140-DSB-003
| 3140-HZT-162AP |  |  | E/P POSITIONER |  |  | AORH | DCS | Field | [7 empty] | IS | 4503-GP-VD-BD002T3131PK4003034_SEAL GAS |  | 31-PK-4003 |  | 3140-HZT-162AP/3140-DJB-251 | [28 empty] | 3140-DSB-003
| 3140-HY-162AP |  |  | E/P POSITIONER |  |  | AORH | DCS | Field | [7 empty] | IS | 4503-GP-VD-BD002T3131PK4003034_SEAL GAS |  | 31-PK-4003 |  | 3140-HY-162AP/3140-DJB-251 | [28 empty] | 3140-DSB-003
| 3140-LIT-352P |  |  | LEVEL TRANSMITTER - dP |  |  | AIRH | DCS | Field | [7 empty] | IS | 4503-GP-VD-BD002T3131PK4003034_LO UNIT |  | 31-PK-4003 |  | 3140-LIT-352P/3140-DJB-253 | [28 empty] | 3140-DSB-003
| 3140-LS-353P |  |  | LEVEL SWITCH |  |  | DIR | DCS | Field | [7 empty] | IS | 4503-GP-VD-BD002T3131PK4003034_LO HEADER |  | 31-PK-4003 |  | 3140-LS-353P/3140-DSB-003 | [28 empty] | 3140-DSB-003
| 3140-LIT-354P |  |  | LEVEL TRANSMITTER - dP |  |  | AIRH | DCS | Field | [7 empty] | IS | 4503-GP-VD-BD002T3131PK4003034_LO HEADER |  | 31-PK-4003 |  | 3140-LIT-354P/3140-DJB-251 | [28 empty] | 3140-DSB-003
| 3140-PIT-477P |  |  | PRESSURE IND. TRANSMITTER |  |  | AIRH | DCS | Field | [7 empty] | IS | 4503-GP-VD-BD002T3131PK4003034_LO UNIT |  | 31-PK-4003 |  | 3140-PIT-477P/3140-DJB-253 | [28 empty] | 3140-DSB-003
| 3140-PDIT-489P |  |  | PRESSURE DIFFERENTIAL IND XMTR |  |  | AIRH | DCS | Field | [7 empty] | IS | 4503-GP-VD-BD002T3131PK4003034_LO UNIT |  | 31-PK-4003 |  | 3140-PDIT-489P/3140-DJB-253 | [28 empty] | 3140-DSB-003
| 3140-GD-021 |  | 3140-GD-021 | CH3SCH3 (DIMETHYL SULFIDE) TRANSMITTER |  |  | AIRH | DCS | Field | [7 empty] | IS | 4503-VZ-DM-T31402011 |  |  |  | 3140-GD-021/3900-DSB-010 | [28 empty] | 3900-DSB-010
| 3140-PSH-490P |  |  | PRESSURE SWITCH HIGH |  |  | DIR | DCS | Field | [7 empty] | IS | 4503-GP-VD-BD002T3131PK4003034_LO HEADER |  | 31-PK-4003 |  | 3140-PSH-490P/3140-DSB-003 | [28 empty] | 3140-DSB-003
| 3140-PSL-491P |  |  | PRESSURE SWITCH LOW |  |  | DIR | DCS | Field | [7 empty] | IS | 4503-GP-VD-BD002T3131PK4003034_LO HEADER |  | 31-PK-4003 |  | 3140-PSL-491P/3140-DSB-003 | [28 empty] | 3140-DSB-003
| 3140-PIT-495P |  |  | PRESSURE IND. TRANSMITTER |  |  | AIRH | DCS | Field | [7 empty] | IS | 4503-GP-VD-BD002T3131PK4003034_LO HEADER |  | 31-PK-4003 |  | 3140-PIT-495P/3140-DJB-251 | [28 empty] | 3140-DSB-003
| 3140-PDIT-499P |  |  | PRESSURE DIFFERENTIAL IND XMTR |  |  | AIRH | DCS | Field | [7 empty] | IS | 4503-GP-VD-BD002T3131PK4003034_SEAL GAS |  | 31-PK-4003 |  | 3140-PDIT-499P/3140-DJB-252 | [28 empty] | 3140-DSB-003
| 3140-PDIT-552P |  |  | PRESSURE DIFFERENTIAL IND XMTR |  |  | AIRH | DCS | Field | [7 empty] | IS | 4503-GP-VD-BD002T3131PK4003034_SEAL GAS |  | 31-PK-4003 |  | 3140-PDIT-552P/3140-DJB-252 | [28 empty] | 3140-DSB-003
| 3140-HY-140 |  | 3140-HD-140 | E/P POSITIONER |  |  | AORH | DCS | Field | [7 empty] | IS | 4503-VZ-DM-T31402017 |  |  |  | 3140-HY-140/3900-DSB-010 | [28 empty] | 3900-DSB-010
| 3140-HS-140 |  | 3140-HD-140 | HAND SWITCH |  |  | DIR | DCS | Field | [7 empty] | NIS | 4503-VZ-DM-T31402017 |  |  |  | 3140-HS-140/3900-DSB-007 | [28 empty] | 3900-DSB-007
| 3140-PT-501 |  | 3140-HD-140 | PRESSURE TRANSMITTER |  |  | AIRH | DCS | Field | [7 empty] | IS | 4503-VZ-DM-T31402017 | 3140-HV-140 |  |  | 3140-PT-501/3900-DSB-010 | [28 empty] | 3900-DSB-010
| 3140-PIT-553P |  |  | PRESSURE IND. TRANSMITTER |  |  | AIRH | DCS | Field | [7 empty] | IS | 4503-GP-VD-BD002T3131PK4003034_SEAL GAS |  | 31-PK-4003 |  | 3140-PIT-553P/3140-DJB-252 | [28 empty] | 3140-DSB-003
| 3140-PDIT-555P |  |  | PRESSURE DIFFERENTIAL IND XMTR |  |  | AIRH | DCS | Field | [7 empty] | IS | 4503-GP-VD-BD002T3131PK4003034_SEAL GAS |  | 31-PK-4003 |  | 3140-PDIT-555P/3140-DJB-252 | [28 empty] | 3140-DSB-003
| 3140-PDY-555P |  |  | CONTROL VALVE - GLOBE |  |  | AORH | DCS | Field | [7 empty] | IS | 4503-GP-VD-BD002T3131PK4003034_SEAL GAS |  | 31-PK-4003 |  | 3140-PDY-555P/3140-DJB-252 | [28 empty] | 3140-DSB-003
| 3140-PIT-556P |  |  | PRESSURE IND. TRANSMITTER |  |  | AIRH | DCS | Field | [7 empty] | IS | 4503-GP-VD-BD002T3131PK4003034_SEAL GAS |  | 31-PK-4003 |  | 3140-PIT-556P/3140-DJB-252 | [28 empty] | 3140-DSB-003
| 3140-PIT-557P |  |  | PRESSURE IND. TRANSMITTER |  |  | AIRH | DCS | Field | [7 empty] | IS | 4503-GP-VD-BD002T3131PK4003034_SEAL GAS |  | 31-PK-4003 |  | 3140-PIT-557P/3140-DJB-251 | [28 empty] | 3140-DSB-003
| 3140-KZSC-807A |  | 3140-KD-807A | LIMIT SWITCH - CLOSE |  |  | DIR | DCS | Field | [7 empty] | IS | 4503-VZ-DM-T31402011 |  |  | 3140-KD-807_G1 | 3140-KZSC-807A/3900-DSB-010 | [28 empty] | 3900-DSB-010
| 3140-KZSO-807A |  | 3140-KD-807A | LIMIT SWITCH - OPEN |  |  | DIR | DCS | Field | [7 empty] | IS | 4503-VZ-DM-T31402011 |  |  | 3140-KD-807_G1 | 3140-KZSO-807A/3900-DSB-010 | [28 empty] | 3900-DSB-010
| 3140-KY-807A |  | 3140-KD-807A | SOLENOID VALVE |  |  | DOR | DCS | Field | [7 empty] | NIS | 4503-VZ-DM-T31402011 |  |  | 3140-KD-807_G1 | 3140-KY-807A/3900-DSB-014 | [28 empty] | 3900-DSB-014
| 3140-PT-510 |  | 3140-KD-807A | PRESSURE TRANSMITTER |  |  | AIRH | DCS | Field | [7 empty] | IS | 4503-VZ-DM-T31402011 | 3140-KV-807A |  | 3140-KD-807_G1 | 3140-PT-510/3900-DSB-010 | [28 empty] | 3900-DSB-010
| 3140-KZSC-807B |  | 3140-KD-807B | LIMIT SWITCH - CLOSE |  |  | DIR | DCS | Field | [7 empty] | IS | 4503-VZ-DM-T31402011 |  |  | 3140-KD-807_G2 | 3140-KZSC-807B/3900-DSB-010 | [28 empty] | 3900-DSB-010
| 3140-KZSO-807B |  | 3140-KD-807B | LIMIT SWITCH - OPEN |  |  | DIR | DCS | Field | [7 empty] | IS | 4503-VZ-DM-T31402011 |  |  | 3140-KD-807_G2 | 3140-KZSO-807B/3900-DSB-010 | [28 empty] | 3900-DSB-010
| 3140-KY-807B |  | 3140-KD-807B | SOLENOID VALVE |  |  | DOR | DCS | Field | [7 empty] | NIS | 4503-VZ-DM-T31402011 |  |  | 3140-KD-807_G2 | 3140-KY-807B/3900-DSB-014 | [28 empty] | 3900-DSB-014
| 3140-PT-511 |  | 3140-KD-807B | PRESSURE TRANSMITTER |  |  | AIRH | DCS | Field | [7 empty] | IS | 4503-VZ-DM-T31402011 | 3140-KV-807B |  | 3140-KD-807_G2 | 3140-PT-511/3900-DSB-010 | [28 empty] | 3900-DSB-010
| 3140-KZSC-807C |  | 3140-KD-807C | LIMIT SWITCH - CLOSE |  |  | DIR | DCS | Field | [7 empty] | IS | 4503-VZ-DM-T31402011 |  |  | 3140-KD-807_G3 | 3140-KZSC-807C/3900-DSB-010 | [28 empty] | 3900-DSB-010
| 3140-KZSO-807C |  | 3140-KD-807C | LIMIT SWITCH - OPEN |  |  | DIR | DCS | Field | [7 empty] | IS | 4503-VZ-DM-T31402011 |  |  | 3140-KD-807_G3 | 3140-KZSO-807C/3900-DSB-010 | [28 empty] | 3900-DSB-010
| 3140-KY-807C |  | 3140-KD-807C | SOLENOID VALVE |  |  | DOR | DCS | Field | [7 empty] | NIS | 4503-VZ-DM-T31402011 |  |  | 3140-KD-807_G3 | 3140-KY-807C/3900-DSB-014 | [28 empty] | 3900-DSB-014
| 3140-PT-512 |  | 3140-KD-807C | PRESSURE TRANSMITTER |  |  | AIRH | DCS | Field | [7 empty] | IS | 4503-VZ-DM-T31402011 | 3140-KV-807C |  | 3140-KD-807_G3 | 3140-PT-512/3900-DSB-010 | [28 empty] | 3900-DSB-010
| 3140-KZSC-808 |  | 3140-KD-808 | LIMIT SWITCH - CLOSE |  |  | DIR | DCS | Field | [7 empty] | IS | 4503-VZ-DM-T31402011 |  |  |  | 3140-KZSC-808/3900-DSB-010 | [28 empty] | 3900-DSB-010
| 3140-KZSO-808 |  | 3140-KD-808 | LIMIT SWITCH - OPEN |  |  | DIR | DCS | Field | [7 empty] | IS | 4503-VZ-DM-T31402011 |  |  |  | 3140-KZSO-808/3900-DSB-010 | [28 empty] | 3900-DSB-010
| 3140-KY-808 |  | 3140-KD-808 | SOLENOID VALVE |  |  | DOR | DCS | Field | [7 empty] | NIS | 4503-VZ-DM-T31402011 |  |  |  | 3140-KY-808/3900-DSB-014 | [28 empty] | 3900-DSB-014
| 3140-LT-301 |  | 3140-LD-301 | LEVEL TRANSMITTER - dP |  |  | AIRH | DCS | Field | [7 empty] | IS | 4503-VZ-DM-T31402007 | 31-R-4001 |  |  | 3140-LT-301/3900-DSB-009 | [28 empty] | 3900-DSB-009
| 3140-LT-302 |  | 3140-LD-302 | LEVEL TRANSMITTER - dP |  |  | AIRH | DCS | Field | [7 empty] | IS | 4503-VZ-DM-T31402007 | 31-R-4001 |  |  | 3140-LT-302/3900-DSB-009 | [28 empty] | 3900-DSB-009
| 3140-PDIT-561P |  |  | PRESSURE DIFF. TRAN. -HP THRD./LP EXT. DIAPH. WITH CAP. |  |  | AIRH | DCS | Field | [7 empty] | IS | 4503-GP-VD-BD002T3131PK4003034_SEAL GAS |  | 31-PK-4003 |  | 3140-PDIT-561P/3140-DJB-251 | [28 empty] | 3140-DSB-003
| 3140-PDY-561P |  |  | CONTROL VALVE - GLOBE |  |  | AORH | DCS | Field | [7 empty] | IS | 4503-GP-VD-BD002T3131PK4003034_SEAL GAS |  | 31-PK-4003 |  | 3140-PDY-561P/3140-DJB-251 | [28 empty] | 3140-DSB-003
| 3140-PIT-562P |  |  | PRESSURE IND. TRANSM -EXT. DIAP. WITH CAP. |  |  | AIRH | DCS | Field | [7 empty] | IS | 4503-GP-VD-BD002T3131PK4003034_SEAL GAS |  | 31-PK-4003 |  | 3140-PIT-562P/3140-DJB-251 | [28 empty] | 3140-DSB-003
| 3140-PZSH-011 |  | 3140-PD-011 | PRESSURE LIMIT SWITCH |  |  | DIR | DCS | Field | [7 empty] | IS | 4503-VZ-DM-T31402003 |  |  |  | 3140-PZSH-011/3900-DSB-013 | [28 empty] | 3900-DSB-013
| 3140-PZSH-012 |  | 3140-PD-012 | PRESSURE LIMIT SWITCH |  |  | DIR | DCS | Field | [7 empty] | IS | 4503-VZ-DM-T31402003 |  |  |  | 3140-PZSH-012/3900-DSB-013 | [28 empty] | 3900-DSB-013
| 3140-PT-445 |  | 3140-PD-445 | PRESSURE TRANSM. - EXT. DIAP. WITH CAP. |  |  | AIRH | DCS | Field | [7 empty] | IS | 4503-VZ-DM-T31402006 |  |  |  | 3140-PT-445/3900-DSB-010 | [28 empty] | 3900-DSB-010
| 3140-TT-601S |  | 3140-TD-601S | TEMPERATURE TRANSM. - HEAD MOUNT |  |  | AIRH | DCS | Field | [7 empty] | IS | 4503-VZ-DM-T31402006 | 31-R-4001 |  | 3140-TD-601_G17 | 3140-TT-601S/3900-DSB-009 | [28 empty] | 3900-DSB-009
| 3140-PT-446 |  | 3140-PD-446 | PRESSURE TRANSM. - DIAPH. WITH CAPILLARY |  |  | AIRH | DCS | Field | [7 empty] | IS | 4503-VZ-DM-T31402004 |  |  |  | 3140-PT-446/3900-DSB-010 | [28 empty] | 3900-DSB-010
| 3140-PIT-447 |  | 3140-PD-447 | PRESSURE IND. TRANSMITTER |  |  | AIRH | DCS | Field | [7 empty] | IS | 4503-VZ-DM-T31402001 |  |  |  | 3140-PIT-447/3900-DSB-010 | [28 empty] | 3900-DSB-010
| 3140-PDT-449 |  | 3140-PD-449 | PRESSURE DIFFERENTIAL TRANSMITTER |  |  | AIRH | DCS | Field | [7 empty] | IS | 4503-VZ-DM-T31402002 |  |  |  | 3140-PDT-449/3900-DSB-010 | [28 empty] | 3900-DSB-010
| 3140-PDT-450 |  | 3140-PD-450 | PRESSURE DIFFERENTIAL TRANSMITTER |  |  | AIRH | DCS | Field | [7 empty] | IS | 4503-VZ-DM-T31402007 | 31-R-4001 |  |  | 3140-PDT-450/3900-DSB-009 | [28 empty] | 3900-DSB-009
| 3140-PDT-451A |  | 3140-PD-451 | PRESSURE DIFFERENTIAL TRANSMITTER |  |  | AIRH | DCS | Field | [7 empty] | IS | 4503-VZ-DM-T31402007 | 31-R-4001 |  |  | 3140-PDT-451A/3900-DSB-009 | [28 empty] | 3900-DSB-009
| 3140-PDT-452 |  | 3140-PD-452 | PRESSURE DIFFERENTIAL TRANSMITTER |  |  | AIRH | DCS | Field | [7 empty] | IS | 4503-VZ-DM-T31402007 | 31-R-4001 |  |  | 3140-PDT-452/3900-DSB-009 | [28 empty] | 3900-DSB-009
| 3140-PDT-453 |  | 3140-PD-453 | PRESSURE DIFFERENTIAL TRANSMITTER |  |  | AIRH | DCS | Field | [7 empty] | IS | 4503-VZ-DM-T31402002 |  |  |  | 3140-PDT-453/3900-DSB-010 | [28 empty] | 3900-DSB-010
| 3140-PDT-454 |  | 3140-PD-454 | PRESSURE DIFFERENTIAL TRANSMITTER |  |  | AIRH | DCS | Field | [7 empty] | IS | 4503-VZ-DM-T31402007 | 31-R-4001 |  |  | 3140-PDT-454/3900-DSB-009 | [28 empty] | 3900-DSB-009
| 3140-PIT-455 |  | 3140-PD-455 | PRESSURE IND. TRANSMITTER |  |  | AIRH | DCS | Field | [7 empty] | IS | 4503-VZ-DM-T31402011 |  |  |  | 3140-PIT-455/3900-DSB-010 | [28 empty] | 3900-DSB-010
| 3140-PT-456 |  | 3140-PD-456 | PRESSURE TRANSM. - DIAPH. WITH CAPILLARY |  |  | AIRH | DCS | Field | [7 empty] | IS | 4503-VZ-DM-T31402004 |  |  |  | 3140-PT-456/3900-DSB-009 | [28 empty] | 3900-DSB-009
| 3140-PY-456 |  | 3140-PD-456 | E/P POSITIONER |  |  | AORH | DCS | Field | [7 empty] | IS | 4503-VZ-DM-T31402004 |  |  |  | 3140-PY-456/3900-DSB-011 | [28 empty] | 3900-DSB-011
| 3140-PT-503 |  | 3140-PD-456 | PRESSURE TRANSMITTER |  |  | AIRH | DCS | Field | [7 empty] | IS | 4503-VZ-DM-T31402004 | 3140-PV-456 |  |  | 3140-PT-503/3900-DSB-009 | [28 empty] | 3900-DSB-009
| 3140-PDT-457 |  | 3140-PD-457 | PRESSURE DIFFERENTIAL TRANSMITTER |  |  | AIRH | DCS | Field | [7 empty] | IS | 4503-VZ-DM-T31402002 |  |  |  | 3140-PDT-457/3900-DSB-009 | [28 empty] | 3900-DSB-009
| 3140-PT-460 |  | 3140-PD-460 | PRESSURE TRANSMITTER |  |  | AIRH | DCS | Field | [7 empty] | IS | 4503-VZ-DM-T31402007 | 31-R-4001 |  |  | 3140-PT-460/3900-DSB-009 | [28 empty] | 3900-DSB-009
| 3140-PDT-462 |  | 3140-PD-462 | PRES. DIFF. TRAN. -EXT. DIAPH. WITH CAP. |  |  | AIRH | DCS | Field | [7 empty] | IS | 4503-VZ-DM-T31402003 |  |  |  | 3140-PDT-462/3140-DSB-003 | [28 empty] | 3140-DSB-003
| 3140-PDT-463 |  | 3140-PD-463 | PRES. DIFF. TRAN. -EXT. DIAPH. WITH CAP. |  |  | AIRH | DCS | Field | [7 empty] | IS | 4503-VZ-DM-T31402005 |  |  |  | 3140-PDT-463/3900-DSB-011 | [28 empty] | 3900-DSB-011
| 3140-PT-464 |  | 3140-PD-464 | PRESSURE TRANSMITTER |  |  | AIRH | DCS | Field | [7 empty] | IS | 4503-VZ-DM-T31402005 |  |  |  | 3140-PT-464/3900-DSB-011 | [28 empty] | 3900-DSB-011
| 3140-PIT-465 |  | 3140-PD-465 | PRESSURE IND. TRANSMITTER |  |  | AIRH | DCS | Field | [7 empty] | IS | 4503-VZ-DM-T31402005 |  |  |  | 3140-PIT-465/3900-DSB-011 | [28 empty] | 3900-DSB-011
| 3140-PDT-466 |  | 3140-PD-466 | PRES. DIFF. TRAN. -EXT. DIAPH. WITH CAP. |  |  | AIRH | DCS | Field | [7 empty] | IS | 4503-VZ-DM-T31402005 |  |  |  | 3140-PDT-466/3900-DSB-011 | [28 empty] | 3900-DSB-011
| 3140-PT-467 |  | 3140-PD-467 | PRESSURE TRANSMITTER |  |  | AIRH | DCS | Field | [7 empty] | IS | 4503-VZ-DM-T31402013 |  |  |  | 3140-PT-467/3140-DSB-001 | [28 empty] | 3140-DSB-001
| 3140-PT-468 |  | 3140-PD-468 | PRESSURE TRANSMITTER |  |  | AIRH | DCS | Field | [7 empty] | IS | 4503-VZ-DM-T31402013 |  |  |  | 3140-PT-468/3140-DSB-001 | [28 empty] | 3140-DSB-001
| 3140-PIT-567P |  |  | PRESSURE TRANSM. - EXT. DIAP. WITH CAP. |  |  | AIRH | DCS | Field | [7 empty] | IS | 4503-GP-VD-BD002T3131PK4003034_CGT |  | 31-PK-4003 |  | 3140-PIT-567P/3140-DJB-251 | [28 empty] | 3140-DSB-003
| 3140-PIT-568P |  |  | PRESSURE IND. TRANSM -EXT. DIAP. WITH CAP. |  |  | AIRH | DCS | Field | [7 empty] | IS | 4503-GP-VD-BD002T3131PK4003034_CGT |  | 31-PK-4003 |  | 3140-PIT-568P/3140-DJB-251 | [28 empty] | 3140-DSB-003
| 3140-TT-667P |  |  | TEMPERATURE TRANSM. - HEAD MOUNT |  |  | AIRH | DCS | Field | [7 empty] | IS | 4503-GP-VD-BD002T3131PK4003034_LO UNIT |  | 31-PK-4003 |  | 3140-TT-667P/3140-DJB-253 | [28 empty] | 3140-DSB-003
| 3140-TSH-668P |  |  | TEMPERATURE SWITCH HIGH |  |  | DIR | DCS | Field | [7 empty] | IS | 4503-GP-VD-BD002T3131PK4003034_LO UNIT |  | 31-PK-4003 |  | 3140-TSH-668P/3140-DSB-003 | [28 empty] | 3140-DSB-003
| 3140-TSL-668P |  |  | TEMPERATURE SWITCH LOW |  |  | DIR | DCS | Field | [7 empty] | IS | 4503-GP-VD-BD002T3131PK4003034_LO UNIT |  | 31-PK-4003 |  | 3140-TSL-668P/3140-DSB-003 | [28 empty] | 3140-DSB-003
| 3140-TT-676P |  |  | TEMPERATURE TRANSM. - HEAD MOUNT |  |  | AIRH | DCS | Field | [7 empty] | IS | 4503-GP-VD-BD002T3131PK4003034_LO UNIT |  | 31-PK-4003 |  | 3140-TT-676P/3140-DJB-253 | [28 empty] | 3140-DSB-003
| 3140-TT-684P |  |  | TEMPERATURE TRANSM. - HEAD MOUNT |  |  | AIRH | DCS | Field | [7 empty] | IS | 4503-GP-VD-BD002T3131PK4003034_SEAL GAS |  | 31-PK-4003 |  | 3140-TT-684P/3140-DJB-252 | [28 empty] | 3140-DSB-003
| 3140-TT-685P |  |  | TEMPERATURE TRANSM. - HEAD MOUNT |  |  | AIRH | DCS | Field | [7 empty] | IS | 4503-GP-VD-BD002T3131PK4003034_SEAL GAS |  | 31-PK-4003 |  | 3140-TT-685P/3140-DJB-251 | [28 empty] | 3140-DSB-003
| 3140-TT-686P |  |  | TEMPERATURE TRANSM. - HEAD MOUNT |  |  | AIRH | DCS | Field | [7 empty] | IS | 4503-GP-VD-BD002T3131PK4003034_SEAL GAS |  | 31-PK-4003 |  | 3140-TT-686P/3140-DJB-251 | [28 empty] | 3140-DSB-003
| 3140-XZSC-855P |  |  | LIMIT SWITCH - CLOSE |  |  | DIR | DCS | Field | [7 empty] | IS | 4503-GP-VD-BD002T3131PK4003034_CGT |  | 31-PK-4003 |  | 3140-XZSC-855P/3140-DJB-254 | [28 empty] | 3140-DSB-003
| 3140-XZSO-855P |  |  | LIMIT SWITCH - OPEN |  |  | DIR | DCS | Field | [7 empty] | IS | 4503-GP-VD-BD002T3131PK4003034_CGT |  | 31-PK-4003 |  | 3140-XZSO-855P/3140-DJB-254 | [28 empty] | 3140-DSB-003
| 3140-ZS-984AP |  |  | LIMIT SWITCH |  |  | DIR | DCS | Field | [7 empty] | IS | 4503-GP-VD-BD002T3131PK4003034_CGT |  | 31-PK-4003 |  | 3140-ZS-984AP/3140-DJB-254 | [28 empty] | 3140-DSB-003
| 3140-ZS-984BP |  |  | LIMIT SWITCH |  |  | DIR | DCS | Field | [7 empty] | IS | 4503-GP-VD-BD002T3131PK4003034_CGT |  | 31-PK-4003 |  | 3140-ZS-984BP/3140-DJB-254 | [28 empty] | 3140-DSB-003
| 3140-HS-132P |  |  | HAND SWITCH |  |  | DIR | DCS | LP | [7 empty] | NIS | 4503-GP-VD-BD002T3131PK4003034_CGT |  | 31-PK-4003 |  | 3140-HS-132P/3140-XLP-151 | [28 empty] | 3140-DSB-003
| 3140-HS-136P |  |  | HAND SWITCH |  |  | DIR | DCS | LP | [7 empty] | NIS | 4503-GP-VD-BD002T3131PK4003034_CGT |  | 31-PK-4003 |  | 3140-HS-136P/3140-XLP-151 | [28 empty] | 3140-DSB-003
| 3140-HS-137P |  |  | HAND SWITCH |  |  | DIR | DCS | LP | [7 empty] | NIS | 4503-GP-VD-BD002T3131PK4003034_CGT |  | 31-PK-4003 |  | 3140-HS-137P/3140-XLP-151 | [28 empty] | 3140-DSB-003
| 3140-HS-141P |  |  | HAND SWITCH |  |  | DIR | DCS | LP | [7 empty] | NIS | 4503-GP-VD-BD002T3131PK4003034_CGT |  | 31-PK-4003 |  | 3140-HS-141P/3140-XLP-151 | [28 empty] | 3140-DSB-003
| 3140-PDZT-448 |  | 3140-PZ-448 | PRESSURE TRANSM. - DIFFERENTIAL |  |  | AIRH | SIS | Field | [7 empty] | IS | 4503-VZ-DM-T31402001 |  |  |  | 3140-PDZT-448/3900-SSB-002 | [28 empty] | 3900-SSB-002
| 3140-PDZT-461A |  | 3140-PZ-461 | PRESSURE TRANSM. - DIFFERENTIAL |  |  | AIRH | SIS | Field | [7 empty] | IS | 4503-VZ-DM-T31402001 |  |  | 3140-PZ-461_G1 | 3140-PDZT-461A/3900-SSB-002 | [28 empty] | 3900-SSB-002
| 3140-PDZT-461B |  | 3140-PZ-461 | PRESSURE TRANSM. - DIFFERENTIAL |  |  | AIRH | SIS | Field | [7 empty] | IS | 4503-VZ-DM-T31402001 |  |  | 3140-PZ-461_G1 | 3140-PDZT-461B/3900-SSB-002 | [28 empty] | 3900-SSB-002
| 3140-HS-142P |  |  | HAND SWITCH |  |  | DIR | DCS | LP | [7 empty] | NIS | 4503-GP-VD-BD002T3131PK4003034_CGT |  | 31-PK-4003 |  | 3140-HS-142P/3140-XLP-151 | [28 empty] | 3140-DSB-003
| 3140-XL-931P |  |  | LAMP |  |  | DO | DCS | LP | [7 empty] | NIS | 4503-GP-VD-BD002T3131PK4003034_CGT |  | 31-PK-4003 |  | 3140-XL-931P/3140-XLP-151 | [28 empty] | 3140-DSB-003
| 3140-XL-932P |  |  | LAMP |  |  | DO | DCS | LP | [7 empty] | NIS | 4503-GP-VD-BD002T3131PK4003034_CGT |  | 31-PK-4003 |  | 3140-XL-932P/3140-XLP-151 | [28 empty] | 3140-DSB-003
| 3140-RT-908C |  | 3140-RD-908 | DENSITY TRANSMITTER - GAMMA RAY |  |  | AIRH | DCS | Field |  |  |  |  | 230 VAC |  |  | NIS | 4503-VZ-DM-T31402007 | 31-R-4001 |  | 3140-RD-908_G3 | 3140-RT-908C/3140-DSB-002 | [28 empty] | 3140-DSB-002
| 3140-RT-908H |  | 3140-RD-908 | DENSITY TRANSMITTER - GAMMA RAY |  |  | AIRH | DCS | Field |  |  |  |  | 230 VAC |  |  | NIS | 4503-VZ-DM-T31402007 | 31-R-4001 |  | 3140-RD-908_G8 | 3140-RT-908H/3140-DSB-002 | [28 empty] | 3140-DSB-002
| 3140-RT-908K |  | 3140-RD-908 | DENSITY TRANSMITTER - GAMMA RAY |  |  | AIRH | DCS | Field |  |  |  |  | 230 VAC |  |  | NIS | 4503-VZ-DM-T31402007 | 31-R-4001 |  | 3140-RD-908_G11 | 3140-RT-908K/3140-DSB-002 | [28 empty] | 3140-DSB-002
| 3140-RT-908J |  | 3140-RD-908 | DENSITY TRANSMITTER - GAMMA RAY |  |  | AIRH | DCS | Field |  |  |  |  | 230 VAC |  |  | NIS | 4503-VZ-DM-T31402007 | 31-R-4001 |  | 3140-RD-908_G10 | 3140-RT-908J/3140-DSB-002 | [28 empty] | 3140-DSB-002
| 3140-RT-908A |  | 3140-RD-908 | DENSITY TRANSMITTER - GAMMA RAY |  |  | AIRH | DCS | Field |  |  |  |  | 230 VAC |  |  | NIS | 4503-VZ-DM-T31402007 | 31-R-4001 |  | 3140-RD-908_G1 | 3140-RT-908A/3140-DSB-002 | [28 empty] | 3140-DSB-002
| 3140-XL-936P |  |  | LAMP |  |  | DO | DCS | LP | [7 empty] | NIS | 4503-GP-VD-BD002T3131PK4003034_CGT |  | 31-PK-4003 |  | 3140-XL-936P/3140-XLP-151 | [28 empty] | 3140-DSB-003
| 3140-XL-942P |  |  | LAMP |  |  | DO | DCS | LP | [7 empty] | NIS | 4503-GP-VD-BD002T3131PK4003034_CGT |  | 31-PK-4003 |  | 3140-XL-942P/3140-XLP-151 | [28 empty] | 3140-DSB-003
| 3140-PIT-558 P |  |  | PRESSURE IND. TRANSMITTER |  |  | AIRH | DCS | Field | [7 empty] | IS | 4503-GP-VD-BD002T3131PK4003034_CGT |  | 31-PK-4003 |  | 3140-FIT-286P/3140-DJB-252 | [28 empty] | 3140-DSB-003
| 3140-PIT-560 P. |  |  | PRESSURE IND. TRANSMITTER |  |  | AIRH | DCS | Field | [7 empty] | IS | 4503-GP-VD-BD002T3131PK4003034_CGT |  | 31-PK-4003 |  | 3140-FIT-286P/3140-DJB-252 | [28 empty] | 3140-DSB-003
| 3140-TT-773 P |  |  | TEMPERATURE TRANSM. - HEAD MOUNT |  |  | AIRH | DCS | Field | [7 empty] | IS | 4503-GP-VD-BD002T3131PK4003034_CGT |  | 31-PK-4003 |  | 3140-FIT-286P/3140-DJB-252 | [28 empty] | 3140-DSB-003
| 3140-TT-774 P |  |  | TEMPERATURE TRANSM. - HEAD MOUNT |  |  | AIRH | DCS | Field | [7 empty] | IS | 4503-GP-VD-BD002T3131PK4003034_CGT |  | 31-PK-4003 |  | 3140-FIT-286P/3140-DJB-252 | [28 empty] | 3140-DSB-003
| 3140-TT-775 P |  |  | TEMPERATURE TRANSM. - HEAD MOUNT |  |  | AIRH | DCS | Field | [7 empty] | IS | 4503-GP-VD-BD002T3131PK4003034_CGT |  | 31-PK-4003 |  | 3140-FIT-286P/3140-DJB-252 | [28 empty] | 3140-DSB-003
| 3153-LS-356P |  | 3153-LD-356 P | LEVEL SWITCH -TUNNING FORK |  |  | DIR | DCS | Field | [7 empty] | IS | 4503-GP-VD-BD008T3131PK5206049 | 31-K-5206A | 31-PK-5206A | VRC_C1 | 3153-DJB-271/3900-DSB-016 | [28 empty] | 3900-DSB-016
| 3153-LS-357P |  | 3153-LD-357 P | LEVEL SWITCH -TUNNING FORK |  |  | DIR | DCS | Field | [7 empty] | IS | 4503-GP-VD-BD008T3131PK5206049 | 31-E-5317 | 31-PK-5206A | VRC_C1 | 3153-DJB-271/3900-DSB-016 | [28 empty] | 3900-DSB-016
| 3153-HS-155P |  | 3153-HD-155 P | PUSH BUTTON |  |  | DIR | SIS | LP | [7 empty] | NIS | 4503-GP-VD-BD008T3131PK5206049 | 3153-XLP-172 | 31-PK-5206A | VRC_C1 | 3153-XLP-172/3900-SSB-003 | [28 empty] | 3900-SSB-003
| 3140-RT-908B |  | 3140-RD-908 | DENSITY TRANSMITTER - GAMMA RAY |  |  | AIRH | DCS | Field |  |  |  |  | 230 VAC |  |  | NIS | 4503-VZ-DM-T31402007 | 31-R-4001 |  | 3140-RD-908_G2 | 3140-RT-908B/3140-DSB-002 | [28 empty] | 3140-DSB-002
| 3140-RAH-908B |  | 3140-RD-908 | LAMP |  |  | AORH | DCS | Field | [7 empty] | NIS | 4503-VZ-DM-T31402007 |  |  |  | 3140-RAH-908B/3140-DSB-002 | [28 empty] | 3140-DSB-002
| 3140-XA-908B |  | 3140-RD-908 | HORN |  |  | AORH | DCS | Field | [7 empty] | NIS | 4503-VZ-DM-T31402007 |  |  |  | 3140-XA-908B/3900-DSB-014 | [28 empty] | 3900-DSB-014
| 3140-RT-908D |  | 3140-RD-908 | DENSITY TRANSMITTER - GAMMA RAY |  |  | AIRH | DCS | Field |  |  |  |  | 230 VAC |  |  | NIS | 4503-VZ-DM-T31402007 | 31-R-4001 |  | 3140-RD-908_G4 | 3140-RT-908D/3140-DSB-002 | [28 empty] | 3140-DSB-002
| 3140-RT-908E |  | 3140-RD-908 | DENSITY TRANSMITTER - GAMMA RAY |  |  | AIRH | DCS | Field |  |  |  |  | 230 VAC |  |  | NIS | 4503-VZ-DM-T31402007 | 31-R-4001 |  | 3140-RD-908_G5 | 3140-RT-908E/3140-DSB-002 | [28 empty] | 3140-DSB-002
| 3140-RT-908F |  | 3140-RD-908 | DENSITY TRANSMITTER - GAMMA RAY |  |  | AIRH | DCS | Field |  |  |  |  | 230 VAC |  |  | NIS | 4503-VZ-DM-T31402007 | 31-R-4001 |  | 3140-RD-908_G6 | 3140-RT-908F/3140-DSB-002 | [28 empty] | 3140-DSB-002
| 3140-RT-908G |  | 3140-RD-908 | DENSITY TRANSMITTER - GAMMA RAY |  |  | AIRH | DCS | Field |  |  |  |  | 230 VAC |  |  | NIS | 4503-VZ-DM-T31402007 | 31-R-4001 |  | 3140-RD-908_G7 | 3140-RT-908G/3140-DSB-002 | [28 empty] | 3140-DSB-002
| 3140-RT-908I |  | 3140-RD-908 | DENSITY TRANSMITTER - GAMMA RAY |  |  | AIRH | DCS | Field |  |  |  |  | 230 VAC |  |  | NIS | 4503-VZ-DM-T31402007 | 31-R-4001 |  | 3140-RD-908_G9 | 3140-RT-908I/3140-DSB-002 | [28 empty] | 3140-DSB-002
| 3140-TT-601B |  | 3140-TD-601B | TEMPERATURE TRANSM. - HEAD MOUNT |  |  | AIRH | DCS | Field | [7 empty] | IS | 4503-VZ-DM-T31402006 | 31-R-4001 |  | 3140-TD-601_G1 | 3140-TT-601B/3900-DSB-009 | [28 empty] | 3900-DSB-009
| 3140-TT-601C |  | 3140-TD-601C | TEMPERATURE TRANSM. - HEAD MOUNT |  |  | AIRH | DCS | Field | [7 empty] | IS | 4503-VZ-DM-T31402006 | 31-R-4001 |  | 3140-TD-601_G2 | 3140-TT-601C/3900-DSB-009 | [28 empty] | 3900-DSB-009
| 3140-TT-601D |  | 3140-TD-601D | TEMPERATURE TRANSM. - HEAD MOUNT |  |  | AIRH | DCS | Field | [7 empty] | IS | 4503-VZ-DM-T31402006 | 31-R-4001 |  | 3140-TD-601_G3 | 3140-TT-601D/3900-DSB-009 | [28 empty] | 3900-DSB-009
| 3140-TT-601E |  | 3140-TD-601E | TEMPERATURE TRANSM. - HEAD MOUNT |  |  | AIRH | DCS | Field | [7 empty] | IS | 4503-VZ-DM-T31402006 | 31-R-4001 |  | 3140-TD-601_G4 | 3140-TT-601E/3900-DSB-009 | [28 empty] | 3900-DSB-009
| 3140-TT-601F |  | 3140-TD-601F | TEMPERATURE TRANSM. - HEAD MOUNT |  |  | AIRH | DCS | Field | [7 empty] | IS | 4503-VZ-DM-T31402006 | 31-R-4001 |  | 3140-TD-601_G5 | 3140-TT-601F/3900-DSB-009 | [28 empty] | 3900-DSB-009
| 3140-TT-601G |  | 3140-TD-601G | TEMPERATURE TRANSM. - HEAD MOUNT |  |  | AIRH | DCS | Field | [7 empty] | IS | 4503-VZ-DM-T31402006 | 31-R-4001 |  | 3140-TD-601_G6 | 3140-TT-601G/3900-DSB-009 | [28 empty] | 3900-DSB-009
| 3140-TT-601H |  | 3140-TD-601H | TEMPERATURE TRANSM. - HEAD MOUNT |  |  | AIRH | DCS | Field | [7 empty] | IS | 4503-VZ-DM-T31402006 | 31-R-4001 |  | 3140-TD-601_G7 | 3140-TT-601H/3900-DSB-009 | [28 empty] | 3900-DSB-009
| 3140-TT-601J |  | 3140-TD-601J | TEMPERATURE TRANSM. - HEAD MOUNT |  |  | AIRH | DCS | Field | [7 empty] | IS | 4503-VZ-DM-T31402006 | 31-R-4001 |  | 3140-TD-601_G9 | 3140-TT-601J/3900-DSB-009 | [28 empty] | 3900-DSB-009
| 3140-TT-601K |  | 3140-TD-601K | TEMPERATURE TRANSM. - HEAD MOUNT |  |  | AIRH | DCS | Field | [7 empty] | IS | 4503-VZ-DM-T31402006 | 31-R-4001 |  | 3140-TD-601_G10 | 3140-TT-601K/3900-DSB-009 | [28 empty] | 3900-DSB-009
| 3140-TT-601L |  | 3140-TD-601L | TEMPERATURE TRANSM. - HEAD MOUNT |  |  | AIRH | DCS | Field | [7 empty] | IS | 4503-VZ-DM-T31402006 | 31-R-4001 |  | 3140-TD-601_G11 | 3140-TT-601L/3900-DSB-009 | [28 empty] | 3900-DSB-009
| 3140-TT-601M |  | 3140-TD-601M | TEMPERATURE TRANSM. - HEAD MOUNT |  |  | AIRH | DCS | Field | [7 empty] | IS | 4503-VZ-DM-T31402006 | 31-R-4001 |  | 3140-TD-601_G12 | 3140-TT-601M/3900-DSB-009 | [28 empty] | 3900-DSB-009
| 3140-TT-601N |  | 3140-TD-601N | TEMPERATURE TRANSM. - HEAD MOUNT |  |  | AIRH | DCS | Field | [7 empty] | IS | 4503-VZ-DM-T31402006 | 31-R-4001 |  | 3140-TD-601_G13 | 3140-TT-601N/3900-DSB-009 | [28 empty] | 3900-DSB-009
| 3140-TT-601P |  | 3140-TD-601P | TEMPERATURE TRANSM. - HEAD MOUNT |  |  | AIRH | DCS | Field | [7 empty] | IS | 4503-VZ-DM-T31402006 | 31-R-4001 |  | 3140-TD-601_G14 | 3140-TT-601P/3900-DSB-009 | [28 empty] | 3900-DSB-009
| 3140-PY-446 |  | 3140-PD-446 | E/P POSITIONER |  |  | AORH | DCS | Field | [7 empty] | IS | 4503-VZ-DM-T31402004 |  |  |  | 3140-PY-446/3900-DSB-010 | [28 empty] | 3900-DSB-010
| 3140-TT-601Y |  | 3140-TD-601Y | TEMPERATURE TRANSM. - HEAD MOUNT |  |  | AIRH | DCS | Field | [7 empty] | IS | 4503-VZ-DM-T31402006 | 31-R-4001 |  | 3140-TD-601_G18 | 3140-TT-601Y/3900-DSB-009 | [28 empty] | 3900-DSB-009
| 3140-TT-601Z |  | 3140-TD-601Z | TEMPERATURE TRANSM. - HEAD MOUNT |  |  | AIRH | DCS | Field | [7 empty] | IS | 4503-VZ-DM-T31402006 | 31-R-4001 |  | 3140-TD-601_G19 | 3140-TT-601Z/3900-DSB-009 | [28 empty] | 3900-DSB-009
| 3140-TT-602A |  | 3140-TD-602A | TEMPERATURE TRANSM. - HEAD MOUNT |  |  | AIRH | DCS | Field | [7 empty] | IS | 4503-VZ-DM-T31402006 | 31-R-4001 |  | 3140-TD-602_G1 | 3140-TT-602A/3900-DSB-009 | [28 empty] | 3900-DSB-009
| 3140-TT-602B |  | 3140-TD-602B | TEMPERATURE TRANSM. - HEAD MOUNT |  |  | AIRH | DCS | Field | [7 empty] | IS | 4503-VZ-DM-T31402006 | 31-R-4001 |  | 3140-TD-602_G2 | 3140-TT-602B/3900-DSB-009 | [28 empty] | 3900-DSB-009
| 3140-TT-602C |  | 3140-TD-602C | TEMPERATURE TRANSM. - HEAD MOUNT |  |  | AIRH | DCS | Field | [7 empty] | IS | 4503-VZ-DM-T31402006 | 31-R-4001 |  | 3140-TD-602_G3 | 3140-TT-602C/3900-DSB-009 | [28 empty] | 3900-DSB-009
| 3140-TT-602D |  | 3140-TD-602D | TEMPERATURE TRANSM. - HEAD MOUNT |  |  | AIRH | DCS | Field | [7 empty] | IS | 4503-VZ-DM-T31402006 | 31-R-4001 |  | 3140-TD-602_G4 | 3140-TT-602D/3900-DSB-009 | [28 empty] | 3900-DSB-009
| 3140-TT-602E |  | 3140-TD-602E | TEMPERATURE TRANSM. - HEAD MOUNT |  |  | AIRH | DCS | Field | [7 empty] | IS | 4503-VZ-DM-T31402006 | 31-R-4001 |  | 3140-TD-602_G5 | 3140-TT-602E/3900-DSB-009 | [28 empty] | 3900-DSB-009
| 3140-TT-602F |  | 3140-TD-602F | TEMPERATURE TRANSM. - HEAD MOUNT |  |  | AIRH | DCS | Field | [7 empty] | IS | 4503-VZ-DM-T31402006 | 31-R-4001 |  | 3140-TD-602_G6 | 3140-TT-602F/3900-DSB-009 | [28 empty] | 3900-DSB-009
| 3140-TT-602G |  | 3140-TD-602G | TEMPERATURE TRANSM. - HEAD MOUNT |  |  | AIRH | DCS | Field | [7 empty] | IS | 4503-VZ-DM-T31402006 | 31-R-4001 |  | 3140-TD-602_G7 | 3140-TT-602G/3900-DSB-009 | [28 empty] | 3900-DSB-009
| 3140-TT-602H |  | 3140-TD-602H | TEMPERATURE TRANSM. - HEAD MOUNT |  |  | AIRH | DCS | Field | [7 empty] | IS | 4503-VZ-DM-T31402006 | 31-R-4001 |  | 3140-TD-602_G8 | 3140-TT-602H/3900-DSB-009 | [28 empty] | 3900-DSB-009
| 3140-TT-603 |  | 3140-TD-603 | TEMPERATURE TRANSM. - HEAD MOUNT |  |  | AIRH | DCS | Field | [7 empty] | IS | 4503-VZ-DM-T31402006 | 31-R-4001 |  |  | 3140-TT-603/3900-DSB-009 | [28 empty] | 3900-DSB-009
| 3140-TT-604A |  | 3140-TD-604A | TEMPERATURE TRANSM. - HEAD MOUNT |  |  | AIRH | DCS | Field | [7 empty] | IS | 4503-VZ-DM-T31402006 | 31-R-4001 |  |  | 3140-TT-604A/3900-DSB-009 | [28 empty] | 3900-DSB-009
| 3140-TT-605A |  | 3140-TD-605A | TEMPERATURE TRANSM. - HEAD MOUNT |  |  | AIRH | DCS | Field | [7 empty] | IS | 4503-VZ-DM-T31402006 | 31-R-4001 |  | 3140-TD-605_G1 | 3140-TT-605A/3900-DSB-009 | [28 empty] | 3900-DSB-009
| 3140-TT-605B |  | 3140-TD-605B | TEMPERATURE TRANSM. - HEAD MOUNT |  |  | AIRH | DCS | Field | [7 empty] | IS | 4503-VZ-DM-T31402006 | 31-R-4001 |  | 3140-TD-605_G2 | 3140-TT-605B/3900-DSB-009 | [28 empty] | 3900-DSB-009
| 3140-TT-605C |  | 3140-TD-605C | TEMPERATURE TRANSM. - HEAD MOUNT |  |  | AIRH | DCS | Field | [7 empty] | IS | 4503-VZ-DM-T31402006 | 31-R-4001 |  | 3140-TD-605_G3 | 3140-TT-605C/3900-DSB-009 | [28 empty] | 3900-DSB-009
| 3140-TT-605D |  | 3140-TD-605D | TEMPERATURE TRANSM. - HEAD MOUNT |  |  | AIRH | DCS | Field | [7 empty] | IS | 4503-VZ-DM-T31402006 | 31-R-4001 |  | 3140-TD-605_G4 | 3140-TT-605D/3900-DSB-009 | [28 empty] | 3900-DSB-009
| 3140-TIT-606 |  | 3140-TD-606 | TEMPERATURE IND. TRANSM. - REMOTE MOUNT |  |  | AIRH | DCS | Field | [7 empty] | IS | 4503-VZ-DM-T31402006 |  |  |  | 3140-TIT-606/3900-DSB-011 | [28 empty] | 3900-DSB-011
| 3140-TT-607A |  | 3140-TD-607A | TEMPERATURE TRANSM. - HEAD MOUNT |  |  | AIRH | DCS | Field | [7 empty] | IS | 4503-VZ-DM-T31402006 | 31-R-4001 |  | 3140-TD-607_G1 | 3140-TT-607A/3900-DSB-009 | [28 empty] | 3900-DSB-009
| 3140-TT-607B |  | 3140-TD-607B | TEMPERATURE TRANSM. - HEAD MOUNT |  |  | AIRH | DCS | Field | [7 empty] | IS | 4503-VZ-DM-T31402006 |  |  | 3140-TD-607_G2 | 3140-TT-607B/3900-DSB-009 | [28 empty] | 3900-DSB-009
| 3140-TIT-608 |  | 3140-TD-608 | TEMPERATURE IND. TRANSM. - REMOTE MOUNT |  |  | AIRH | DCS | Field | [7 empty] | IS | 4503-VZ-DM-T31402014 |  |  |  | 3140-TIT-608/3900-DSB-011 | [28 empty] | 3900-DSB-011
| 3140-TT-609 |  | 3140-TD-609 | TEMPERATURE TRANSM. - HEAD MOUNT |  |  | AIRH | DCS | Field | [7 empty] | IS | 4503-VZ-DM-T31402003 |  |  |  | 3140-TT-609/3140-DSB-001 | [28 empty] | 3140-DSB-001
| 3140-TT-610 |  | 3140-TD-610 | TEMPERATURE TRANSM. - HEAD MOUNT |  |  | AIRH | DCS | Field | [7 empty] | IS | 4503-VZ-DM-T31402003 |  |  |  | 3140-TT-610/3140-DSB-001 | [28 empty] | 3140-DSB-001
| 3140-TT-611 |  | 3140-TD-611 | TEMPERATURE TRANSM. - HEAD MOUNT |  |  | AIRH | DCS | Field | [7 empty] | IS | 4503-VZ-DM-T31402013 |  |  |  | 3140-TT-611/3140-DSB-001 | [28 empty] | 3140-DSB-001
| 3140-TT-612 |  | 3140-TD-612 | TEMPERATURE TRANSM. - HEAD MOUNT |  |  | AIRH | DCS | Field | [7 empty] | IS | 4503-VZ-DM-T31402017 |  |  |  | 3140-TT-612/3900-DSB-011 | [28 empty] | 3900-DSB-011
| 3140-TT-613 |  | 3140-TD-613 | TEMPERATURE TRANSM. - HEAD MOUNT |  |  | AIRH | DCS | Field | [7 empty] | IS | 4503-VZ-DM-T31402005 |  |  |  | 3140-TT-613/3900-DSB-011 | [28 empty] | 3900-DSB-011
| 3140-TT-614 |  | 3140-TD-614 | TEMPERATURE TRANSM. - HEAD MOUNT |  |  | AIRH | DCS | Field | [7 empty] | IS | 4503-VZ-DM-T31402005 |  |  |  | 3140-TT-614/3900-DSB-011 | [28 empty] | 3900-DSB-011
| 3140-TT-615 |  | 3140-TD-615 | TEMPERATURE TRANSM. - HEAD MOUNT |  |  | AIRH | DCS | Field | [7 empty] | IS | 4503-VZ-DM-T31402013 |  |  |  | 3140-TT-615/3140-DSB-001 | [28 empty] | 3140-DSB-001
| 3140-TY-628 |  | 3140-TD-628 | E/P POSITIONER |  |  | AORH | DCS | Field | [7 empty] | IS | 4503-VZ-DM-T31402013 |  |  |  | 3140-TY-628/3140-DSB-001 | [28 empty] | 3140-DSB-001
| 3140-TY-629 |  | 3140-TD-629 | E/P POSITIONER |  |  | AORH | DCS | Field | [7 empty] | IS | 4503-VZ-DM-T31402013 |  |  |  | 3140-TY-629/3140-DSB-001 | [28 empty] | 3140-DSB-001
| 3153-HS-163P |  | 3153-HD-163 P | PUSH BUTTON |  |  | DIR | SIS | LP | [7 empty] | NIS | 4503-GP-VD-BD008T3131PK5206049 | 3153-XLP-172 | 31-PK-5206A | VRC_C1 | 3153-XLP-172/3900-SSB-003 | [28 empty] | 3900-SSB-003
| 3153-HS-164P |  | 3153-HD-164 P | PUSH BUTTON |  |  | DIR | SIS | LP | [7 empty] | NIS | 4503-GP-VD-BD008T3131PK5206049 | 3153-XLP-172 | 31-PK-5206A | VRC_C1 | 3153-XLP-172/3900-SSB-003 | [28 empty] | 3900-SSB-003
| 3153-HS-165P |  | 3153-HD-165 P | PUSH BUTTON |  |  | DIR | SIS | LP | [7 empty] | NIS | 4503-GP-VD-BD008T3131PK5206049 | 3153-XLP-172 | 31-PK-5206A | VRC_C1 | 3153-XLP-172/3900-SSB-003 | [28 empty] | 3900-SSB-003
| 3153-HS-166P |  | 3153-HD-166 P | PUSH BUTTON |  |  | DIR | SIS | LP | [7 empty] | NIS | 4503-GP-VD-BD008T3131PK5206049 | 3153-XLP-172 | 31-PK-5206A | VRC_C1 | 3153-XLP-172/3900-SSB-003 | [28 empty] | 3900-SSB-003
| 3153-HS-167P |  | 3153-HD-167 P | PUSH BUTTON |  |  | DIR | SIS | LP | [7 empty] | NIS | 4503-GP-VD-BD008T3131PK5206049 | 3153-XLP-172 | 31-PK-5206A | VRC_C1 | 3153-XLP-172/3900-SSB-003 | [28 empty] | 3900-SSB-003
| 3153-HS-168P |  | 3153-HD-168 P | PUSH BUTTON |  |  | DIR | SIS | LP | [7 empty] | NIS | 4503-GP-VD-BD008T3131PK5206049 | 3153-XLP-172 | 31-PK-5206A | VRC_C1 | 3153-XLP-172/3900-SSB-003 | [28 empty] | 3900-SSB-003
| 3153-HS-156P |  | 3153-HD-156 P | PUSH BUTTON |  |  | DIR | SIS | LP | [7 empty] | NIS | 4503-GP-VD-BD008T3131PK5206049 | 3153-XLP-172 | 31-PK-5206A | VRC_C1 | 3153-XLP-172/3900-SSB-003 | [28 empty] | 3900-SSB-003
| 3140-PDT-411 |  | 3140-WD-906 | PRESSURE DIFFERENTIAL TRANSMITTER |  |  | AIRH | DCS | Field |  |  |  |  | 230 VAC |  |  | IS | 4503-VZ-DM-T31402007 |  |  |  | 3140-WT-906/3900-DSB-009 | [28 empty] | 3900-DSB-009
| 3140-XZSC-801A |  | 3140-XD-801A | LIMIT SWITCH - CLOSE |  |  | DIR | DCS | Field | [7 empty] | IS | 4503-VZ-DM-T31402008 |  |  | 3140-XD-801_G1 | 3140-XZSC-801A/3900-DSB-011 | [28 empty] | 3900-DSB-011
| 3140-XZSO-801A |  | 3140-XD-801A | LIMIT SWITCH - OPEN |  |  | DIR | DCS | Field | [7 empty] | IS | 4503-VZ-DM-T31402008 |  |  | 3140-XD-801_G1 | 3140-XZSO-801A/3900-DSB-011 | [28 empty] | 3900-DSB-011
| 3140-XY-801A |  | 3140-XD-801A | SOLENOID VALVE |  |  | DOR | DCS | Field | [7 empty] | NIS | 4503-VZ-DM-T31402008 |  |  | 3140-XD-801_G1 | 3140-XY-801A/3900-DSB-014 | [28 empty] | 3900-DSB-014
| 3140-XZSC-801B |  | 3140-XD-801B | LIMIT SWITCH - CLOSE |  |  | DIR | DCS | Field | [7 empty] | IS | 4503-VZ-DM-T31402008 |  |  | 3140-XD-801_G2 | 3140-XZSC-801B/3900-DSB-011 | [28 empty] | 3900-DSB-011
| 3140-XZSO-801B |  | 3140-XD-801B | LIMIT SWITCH - OPEN |  |  | DIR | DCS | Field | [7 empty] | IS | 4503-VZ-DM-T31402008 |  |  | 3140-XD-801_G2 | 3140-XZSO-801B/3900-DSB-011 | [28 empty] | 3900-DSB-011
| 3140-XY-801B |  | 3140-XD-801B | SOLENOID VALVE |  |  | DOR | DCS | Field | [7 empty] | NIS | 4503-VZ-DM-T31402008 |  |  | 3140-XD-801_G2 | 3140-XY-801B/3900-DSB-014 | [28 empty] | 3900-DSB-014
| 3140-XZSC-802 |  | 3140-XD-802 | LIMIT SWITCH - CLOSE |  |  | DIR | DCS | Field | [7 empty] | IS | 4503-VZ-DM-T31402002 |  |  |  | 3140-XZSC-802/3900-DSB-011 | [28 empty] | 3900-DSB-011
| 3140-XZSO-802 |  | 3140-XD-802 | LIMIT SWITCH - OPEN |  |  | DIR | DCS | Field | [7 empty] | IS | 4503-VZ-DM-T31402002 |  |  |  | 3140-XZSO-802/3900-DSB-011 | [28 empty] | 3900-DSB-011
| 3140-XY-802 |  | 3140-XD-802 | SOLENOID VALVE |  |  | DOR | DCS | Field | [7 empty] | NIS | 4503-VZ-DM-T31402002 |  |  |  | 3140-XY-802/3900-DSB-014 | [28 empty] | 3900-DSB-014
| 3140-XHY-802 |  | 3140-XD-802 | PST DEVICE |  |  | AORH | DCS | Field | [7 empty] | IS | 4503-VZ-DM-T31402002 |  |  |  | 3140-XHY-802/3900-DSB-011 | [28 empty] | 3900-DSB-011
| 3140-PT-508 |  | 3140-XD-803 | PRESSURE TRANSMITTER |  |  | AIRH | DCS | Field | [7 empty] | IS | 4503-VZ-DM-T31402004 | 3140-XV-803 |  |  | 3140-PT-508/3900-DSB-009 | [28 empty] | 3900-DSB-009
| 3140-XZSC-803 |  | 3140-XD-803 | LIMIT SWITCH - CLOSE |  |  | DIR | DCS | Field | [7 empty] | IS | 4503-VZ-DM-T31402004 |  |  |  | 3140-XZSC-803/3900-DSB-011 | [28 empty] | 3900-DSB-011
| 3140-XZSO-803 |  | 3140-XD-803 | LIMIT SWITCH - OPEN |  |  | DIR | DCS | Field | [7 empty] | IS | 4503-VZ-DM-T31402004 |  |  |  | 3140-XZSO-803/3900-DSB-011 | [28 empty] | 3900-DSB-011
| 3140-XY-803 |  | 3140-XD-803 | SOLENOID VALVE |  |  | DOR | DCS | Field | [7 empty] | NIS | 4503-VZ-DM-T31402004 |  |  |  | 3140-XY-803/3900-DSB-014 | [28 empty] | 3900-DSB-014
| 3140-XZSC-804 |  | 3140-XD-804 | LIMIT SWITCH - CLOSE |  |  | DIR | DCS | Field | [7 empty] | IS | 4503-VZ-DM-T31402008 |  |  |  | 3140-XZSC-804/3900-DSB-011 | [28 empty] | 3900-DSB-011
| 3140-XZSO-804 |  | 3140-XD-804 | LIMIT SWITCH - OPEN |  |  | DIR | DCS | Field | [7 empty] | IS | 4503-VZ-DM-T31402008 |  |  |  | 3140-XZSO-804/3900-DSB-011 | [28 empty] | 3900-DSB-011
| 3140-XY-804 |  | 3140-XD-804 | SOLENOID VALVE |  |  | DOR | DCS | Field | [7 empty] | NIS | 4503-VZ-DM-T31402008 |  |  |  | 3140-XY-804/3900-DSB-014 | [28 empty] | 3900-DSB-014
| 3140-XZSC-806 |  | 3140-XD-806 | LIMIT SWITCH - CLOSE |  |  | DIR | DCS | Field | [7 empty] | IS | 4503-VZ-DM-T31402002 |  |  |  | 3140-XZSC-806/3900-DSB-011 | [28 empty] | 3900-DSB-011
| 3140-XZSO-806 |  | 3140-XD-806 | LIMIT SWITCH - OPEN |  |  | DIR | DCS | Field | [7 empty] | IS | 4503-VZ-DM-T31402002 |  |  |  | 3140-XZSO-806/3900-DSB-011 | [28 empty] | 3900-DSB-011
| 3140-XY-806 |  | 3140-XD-806 | SOLENOID VALVE |  |  | DOR | DCS | Field | [7 empty] | NIS | 4503-VZ-DM-T31402002 |  |  |  | 3140-XY-806/3900-DSB-014 | [28 empty] | 3900-DSB-014
| 3140-XHY-806 |  | 3140-XD-806 | PST DEVICE |  |  | AORH | DCS | Field | [7 empty] | IS | 4503-VZ-DM-T31402002 |  |  |  | 3140-XHY-806/3900-DSB-011 | [28 empty] | 3900-DSB-011
| 3140-PT-513 |  | 3140-XD-809 | PRESSURE TRANSMITTER |  |  | AIRH | DCS | Field | [7 empty] | IS | 4503-VZ-DM-T31402004 | 3140-XV-809 |  |  | 3140-PT-513/3900-DSB-011 | [28 empty] | 3900-DSB-011
| 3140-XZSC-809 |  | 3140-XD-809 | LIMIT SWITCH - CLOSE |  |  | DIR | DCS | Field | [7 empty] | IS | 4503-VZ-DM-T31402004 |  |  |  | 3140-XZSC-809/3900-DSB-011 | [28 empty] | 3900-DSB-011
| 3140-XZSO-809 |  | 3140-XD-809 | LIMIT SWITCH - OPEN |  |  | DIR | DCS | Field | [7 empty] | IS | 4503-VZ-DM-T31402004 |  |  |  | 3140-XZSO-809/3900-DSB-011 | [28 empty] | 3900-DSB-011
| 3140-XYC-809 |  | 3140-XD-809 | SOLENOID VALVE |  |  | DOR | DCS | Field | [7 empty] | NIS | 4503-VZ-DM-T31402004 |  |  |  | 3140-XYC-809/3900-DSB-014 | [28 empty] | 3900-DSB-014
| 3140-XYO-809 |  | 3140-XD-809 | SOLENOID VALVE |  |  | DOR | DCS | Field | [7 empty] | NIS | 4503-VZ-DM-T31402004 |  |  |  | 3140-XYO-809/3900-DSB-014 | [28 empty] | 3900-DSB-014
| 3140-XZSC-810 |  | 3140-XD-810 | LIMIT SWITCH - CLOSE |  |  | DIR | DCS | Field | [7 empty] | IS | 4503-VZ-DM-T31402002 |  |  |  | 3140-XZSC-810/3900-DSB-011 | [28 empty] | 3900-DSB-011
| 3140-XZSO-810 |  | 3140-XD-810 | LIMIT SWITCH - OPEN |  |  | DIR | DCS | Field | [7 empty] | IS | 4503-VZ-DM-T31402002 |  |  |  | 3140-XZSO-810/3900-DSB-011 | [28 empty] | 3900-DSB-011
| 3140-XY-810 |  | 3140-XD-810 | SOLENOID VALVE |  |  | DOR | DCS | Field | [7 empty] | NIS | 4503-VZ-DM-T31402002 |  |  |  | 3140-XY-810/3900-DSB-014 | [28 empty] | 3900-DSB-014
| 3140-XZSC-811 |  | 3140-XD-811 | LIMIT SWITCH - CLOSE |  |  | DIR | DCS | Field | [7 empty] | IS | 4503-VZ-DM-T31402002 |  |  |  | 3140-XZSC-811/3900-DSB-011 | [28 empty] | 3900-DSB-011
| 3140-XZSO-811 |  | 3140-XD-811 | LIMIT SWITCH - OPEN |  |  | DIR | DCS | Field | [7 empty] | IS | 4503-VZ-DM-T31402002 |  |  |  | 3140-XZSO-811/3900-DSB-011 | [28 empty] | 3900-DSB-011
| 3140-XY-811 |  | 3140-XD-811 | SOLENOID VALVE |  |  | DOR | DCS | Field | [7 empty] | NIS | 4503-VZ-DM-T31402002 |  |  |  | 3140-XY-811/3900-DSB-014 | [28 empty] | 3900-DSB-014
| 3140-XHY-811 |  | 3140-XD-811 | PST DEVICE |  |  | AORH | DCS | Field | [7 empty] | IS | 4503-VZ-DM-T31402002 |  |  |  | 3140-XHY-811/3900-DSB-011 | [28 empty] | 3900-DSB-011
| 3140-XZSC-812 |  | 3140-XD-812 | LIMIT SWITCH - CLOSE |  |  | DIR | DCS | Field | [7 empty] | IS | 4503-VZ-DM-T31402012 |  |  |  | 3140-XZSC-812/3900-DSB-011 | [28 empty] | 3900-DSB-011
| 3140-XZSO-812 |  | 3140-XD-812 | LIMIT SWITCH - OPEN |  |  | DIR | DCS | Field | [7 empty] | IS | 4503-VZ-DM-T31402012 |  |  |  | 3140-XZSO-812/3900-DSB-011 | [28 empty] | 3900-DSB-011
| 3140-XY-812 |  | 3140-XD-812 | SOLENOID VALVE |  |  | DOR | DCS | Field | [7 empty] | NIS | 4503-VZ-DM-T31402012 |  |  |  | 3140-XY-812/3900-DSB-014 | [28 empty] | 3900-DSB-014
| 3140-XZSC-817A |  | 3140-XD-817A | LIMIT SWITCH - CLOSE |  |  | DIR | DCS | Field | [7 empty] | IS | 4503-VZ-DM-T31402010 |  |  | 3140-XD-817_G1 | 3140-XZSC-817A/3900-DSB-011 | [28 empty] | 3900-DSB-011
| 3140-XZSO-817A |  | 3140-XD-817A | LIMIT SWITCH - OPEN |  |  | DIR | DCS | Field | [7 empty] | IS | 4503-VZ-DM-T31402010 |  |  | 3140-XD-817_G1 | 3140-XZSO-817A/3900-DSB-011 | [28 empty] | 3900-DSB-011
| 3140-XY-817A |  | 3140-XD-817A | SOLENOID VALVE |  |  | DOR | DCS | Field | [7 empty] | NIS | 4503-VZ-DM-T31402010 |  |  | 3140-XD-817_G1 | 3140-XY-817A/3900-DSB-014 | [28 empty] | 3900-DSB-014
| 3140-XZSC-817B |  | 3140-XD-817B | LIMIT SWITCH - CLOSE |  |  | DIR | DCS | Field | [7 empty] | IS | 4503-VZ-DM-T31402010 |  |  | 3140-XD-817_G2 | 3140-XZSC-817B/3900-DSB-012 | [28 empty] | 3900-DSB-012
| 3140-XZSO-817B |  | 3140-XD-817B | LIMIT SWITCH - OPEN |  |  | DIR | DCS | Field | [7 empty] | IS | 4503-VZ-DM-T31402010 |  |  | 3140-XD-817_G2 | 3140-XZSO-817B/3900-DSB-012 | [28 empty] | 3900-DSB-012
| 3140-XY-817B |  | 3140-XD-817B | SOLENOID VALVE |  |  | DOR | DCS | Field | [7 empty] | NIS | 4503-VZ-DM-T31402010 |  |  | 3140-XD-817_G2 | 3140-XY-817B/3900-DSB-014 | [28 empty] | 3900-DSB-014
| 3140-XZSC-817C |  | 3140-XD-817C | LIMIT SWITCH - CLOSE |  |  | DIR | DCS | Field | [7 empty] | IS | 4503-VZ-DM-T31402010 |  |  | 3140-XD-817_G3 | 3140-XZSC-817C/3900-DSB-012 | [28 empty] | 3900-DSB-012
| 3140-XZSO-817C |  | 3140-XD-817C | LIMIT SWITCH - OPEN |  |  | DIR | DCS | Field | [7 empty] | IS | 4503-VZ-DM-T31402010 |  |  | 3140-XD-817_G3 | 3140-XZSO-817C/3900-DSB-012 | [28 empty] | 3900-DSB-012
| 3140-XY-817C |  | 3140-XD-817C | SOLENOID VALVE |  |  | DOR | DCS | Field | [7 empty] | NIS | 4503-VZ-DM-T31402010 |  |  | 3140-XD-817_G3 | 3140-XY-817C/3900-DSB-014 | [28 empty] | 3900-DSB-014
| 3140-XZSC-817D |  | 3140-XD-817D | LIMIT SWITCH - CLOSE |  |  | DIR | DCS | Field | [7 empty] | IS | 4503-VZ-DM-T31402010 |  |  | 3140-XD-817_G4 | 3140-XZSC-817D/3900-DSB-012 | [28 empty] | 3900-DSB-012
| 3140-XZSO-817D |  | 3140-XD-817D | LIMIT SWITCH - OPEN |  |  | DIR | DCS | Field | [7 empty] | IS | 4503-VZ-DM-T31402010 |  |  | 3140-XD-817_G4 | 3140-XZSO-817D/3900-DSB-012 | [28 empty] | 3900-DSB-012
| 3140-XY-817D |  | 3140-XD-817D | SOLENOID VALVE |  |  | DOR | DCS | Field | [7 empty] | NIS | 4503-VZ-DM-T31402010 |  |  | 3140-XD-817_G4 | 3140-XY-817D/3900-DSB-014 | [28 empty] | 3900-DSB-014
| 3140-XZSC-817E |  | 3140-XD-817E | LIMIT SWITCH - CLOSE |  |  | DIR | DCS | Field | [7 empty] | IS | 4503-VZ-DM-T31402010 |  |  | 3140-XD-817_G5 | 3140-XZSC-817E/3900-DSB-012 | [28 empty] | 3900-DSB-012
| 3140-XZSO-817E |  | 3140-XD-817E | LIMIT SWITCH - OPEN |  |  | DIR | DCS | Field | [7 empty] | IS | 4503-VZ-DM-T31402010 |  |  | 3140-XD-817_G5 | 3140-XZSO-817E/3900-DSB-012 | [28 empty] | 3900-DSB-012
| 3140-XY-817E |  | 3140-XD-817E | SOLENOID VALVE |  |  | DOR | DCS | Field | [7 empty] | NIS | 4503-VZ-DM-T31402010 |  |  | 3140-XD-817_G5 | 3140-XY-817E/3900-DSB-014 | [28 empty] | 3900-DSB-014
| 3140-XY-817F |  | 3140-XD-817F | SOLENOID VALVE |  |  | DOR | DCS | Field | [7 empty] | NIS | 4503-VZ-DM-T31402010 |  |  | 3140-XD-817_G6 | 3140-XY-817F/3900-DSB-014 | [28 empty] | 3900-DSB-014
| 3140-XZSC-817F |  | 3140-XD-817F | LIMIT SWITCH - CLOSE |  |  | DIR | DCS | Field | [7 empty] | IS | 4503-VZ-DM-T31402010 |  |  | 3140-XD-817_G6 | 3140-XZSC-817F/3900-DSB-012 | [28 empty] | 3900-DSB-012
| 3140-XZSO-817F |  | 3140-XD-817F | LIMIT SWITCH - OPEN |  |  | DIR | DCS | Field | [7 empty] | IS | 4503-VZ-DM-T31402010 |  |  | 3140-XD-817_G6 | 3140-XZSO-817F/3900-DSB-012 | [28 empty] | 3900-DSB-012
| 3140-XZSC-817G |  | 3140-XD-817G | LIMIT SWITCH - CLOSE |  |  | DIR | DCS | Field | [7 empty] | IS | 4503-VZ-DM-T31402010 |  |  | 3140-XD-817_G7 | 3140-XZSC-817G/3900-DSB-012 | [28 empty] | 3900-DSB-012
| 3140-XZSO-817G |  | 3140-XD-817G | LIMIT SWITCH - OPEN |  |  | DIR | DCS | Field | [7 empty] | IS | 4503-VZ-DM-T31402010 |  |  | 3140-XD-817_G7 | 3140-XZSO-817G/3900-DSB-012 | [28 empty] | 3900-DSB-012
| 3140-XY-817G |  | 3140-XD-817G | SOLENOID VALVE |  |  | DOR | DCS | Field | [7 empty] | NIS | 4503-VZ-DM-T31402010 |  |  | 3140-XD-817_G7 | 3140-XY-817G/3900-DSB-014 | [28 empty] | 3900-DSB-014
| 3140-XZSC-817H |  | 3140-XD-817H | LIMIT SWITCH - CLOSE |  |  | DIR | DCS | Field | [7 empty] | IS | 4503-VZ-DM-T31402010 |  |  | 3140-XD-817_G8 | 3140-XZSC-817H/3900-DSB-012 | [28 empty] | 3900-DSB-012
| 3140-XZSO-817H |  | 3140-XD-817H | LIMIT SWITCH - OPEN |  |  | DIR | DCS | Field | [7 empty] | IS | 4503-VZ-DM-T31402010 |  |  | 3140-XD-817_G8 | 3140-XZSO-817H/3900-DSB-012 | [28 empty] | 3900-DSB-012
| 3140-XY-817H |  | 3140-XD-817H | SOLENOID VALVE |  |  | DOR | DCS | Field | [7 empty] | NIS | 4503-VZ-DM-T31402010 |  |  | 3140-XD-817_G8 | 3140-XY-817H/3900-DSB-014 | [28 empty] | 3900-DSB-014
| 3140-XZSC-817I |  | 3140-XD-817I | LIMIT SWITCH - CLOSE |  |  | DIR | DCS | Field | [7 empty] | IS | 4503-VZ-DM-T31402010 |  |  | 3140-XD-817_G9 | 3140-XZSC-817I/3900-DSB-012 | [28 empty] | 3900-DSB-012
| 3140-XZSO-817I |  | 3140-XD-817I | LIMIT SWITCH - OPEN |  |  | DIR | DCS | Field | [7 empty] | IS | 4503-VZ-DM-T31402010 |  |  | 3140-XD-817_G9 | 3140-XZSO-817I/3900-DSB-012 | [28 empty] | 3900-DSB-012
| 3140-XY-817I |  | 3140-XD-817I | SOLENOID VALVE |  |  | DOR | DCS | Field | [7 empty] | NIS | 4503-VZ-DM-T31402010 |  |  | 3140-XD-817_G9 | 3140-XY-817I/3900-DSB-014 | [28 empty] | 3900-DSB-014
| 3140-XZSO-818C |  | 3140-XD-818C | LIMIT SWITCH - OPEN |  |  | DIR | DCS | Field | [7 empty] | IS | 4503-VZ-DM-T31402010 |  |  | 3140-XD-818_G1 | 3140-XZSO-818C/3900-DSB-012 | [28 empty] | 3900-DSB-012
| 3140-XZSC-818C |  | 3140-XD-818C | LIMIT SWITCH - CLOSE |  |  | DIR | DCS | Field | [7 empty] | IS | 4503-VZ-DM-T31402010 |  |  | 3140-XD-818_G1 | 3140-XZSC-818C/3900-DSB-012 | [28 empty] | 3900-DSB-012
| 3140-XY-818C |  | 3140-XD-818C | SOLENOID VALVE |  |  | DOR | DCS | Field | [7 empty] | NIS | 4503-VZ-DM-T31402010 |  |  | 3140-XD-818_G1 | 3140-XY-818C/3900-DSB-014 | [28 empty] | 3900-DSB-014
| 3140-XZSC-818D |  | 3140-XD-818D | LIMIT SWITCH - CLOSE |  |  | DIR | DCS | Field | [7 empty] | IS | 4503-VZ-DM-T31402010 |  |  | 3140-XD-818_G2 | 3140-XZSC-818D/3900-DSB-012 | [28 empty] | 3900-DSB-012
| 3140-XZSO-818D |  | 3140-XD-818D | LIMIT SWITCH - OPEN |  |  | DIR | DCS | Field | [7 empty] | IS | 4503-VZ-DM-T31402010 |  |  | 3140-XD-818_G2 | 3140-XZSO-818D/3900-DSB-012 | [28 empty] | 3900-DSB-012
| 3140-XY-818D |  | 3140-XD-818D | SOLENOID VALVE |  |  | DOR | DCS | Field | [7 empty] | NIS | 4503-VZ-DM-T31402010 |  |  | 3140-XD-818_G2 | 3140-XY-818D/3900-DSB-014 | [28 empty] | 3900-DSB-014
| 3140-XZSC-818G |  | 3140-XD-818G | LIMIT SWITCH - CLOSE |  |  | DIR | DCS | Field | [7 empty] | IS | 4503-VZ-DM-T31402010 |  |  | 3140-XD-818_G3 | 3140-XZSC-818G/3900-DSB-012 | [28 empty] | 3900-DSB-012
| 3140-XZSO-818G |  | 3140-XD-818G | LIMIT SWITCH - OPEN |  |  | DIR | DCS | Field | [7 empty] | IS | 4503-VZ-DM-T31402010 |  |  | 3140-XD-818_G3 | 3140-XZSO-818G/3900-DSB-012 | [28 empty] | 3900-DSB-012
| 3140-XY-818G |  | 3140-XD-818G | SOLENOID VALVE |  |  | DOR | DCS | Field | [7 empty] | NIS | 4503-VZ-DM-T31402010 |  |  | 3140-XD-818_G3 | 3140-XY-818G/3900-DSB-014 | [28 empty] | 3900-DSB-014
| 3140-XZSC-818H |  | 3140-XD-818H | LIMIT SWITCH - CLOSE |  |  | DIR | DCS | Field | [7 empty] | IS | 4503-VZ-DM-T31402010 |  |  | 3140-XD-818_G4 | 3140-XZSC-818H/3900-DSB-012 | [28 empty] | 3900-DSB-012
| 3140-XZSO-818H |  | 3140-XD-818H | LIMIT SWITCH - OPEN |  |  | DIR | DCS | Field | [7 empty] | IS | 4503-VZ-DM-T31402010 |  |  | 3140-XD-818_G4 | 3140-XZSO-818H/3900-DSB-012 | [28 empty] | 3900-DSB-012
| 3140-XY-818H |  | 3140-XD-818H | SOLENOID VALVE |  |  | DOR | DCS | Field | [7 empty] | NIS | 4503-VZ-DM-T31402010 |  |  | 3140-XD-818_G4 | 3140-XY-818H/3900-DSB-014 | [28 empty] | 3900-DSB-014
| 3140-XZSC-819 |  | 3140-XD-819 | LIMIT SWITCH - CLOSE |  |  | DIR | DCS | Field | [7 empty] | IS | 4503-VZ-DM-T31402018 |  |  |  | 3140-XZSC-819/3900-DSB-012 | [28 empty] | 3900-DSB-012
| 3140-XZSO-819 |  | 3140-XD-819 | LIMIT SWITCH - OPEN |  |  | DIR | DCS | Field | [7 empty] | IS | 4503-VZ-DM-T31402018 |  |  |  | 3140-XZSO-819/3900-DSB-012 | [28 empty] | 3900-DSB-012
| 3140-XY-819 |  | 3140-XD-819 | SOLENOID VALVE |  |  | DOR | DCS | Field | [7 empty] | NIS | 4503-VZ-DM-T31402018 |  |  |  | 3140-XY-819/3900-DSB-014 | [28 empty] | 3900-DSB-014
| 3140-XZSC-820 |  | 3140-XD-820 | LIMIT SWITCH - CLOSE |  |  | DIR | DCS | Field | [7 empty] | IS | 4503-VZ-DM-T31402018 |  |  |  | 3140-XZSC-820/3900-DSB-012 | [28 empty] | 3900-DSB-012
| 3140-XZSO-820 |  | 3140-XD-820 | LIMIT SWITCH - OPEN |  |  | DIR | DCS | Field | [7 empty] | IS | 4503-VZ-DM-T31402018 |  |  |  | 3140-XZSO-820/3900-DSB-012 | [28 empty] | 3900-DSB-012
| 3140-XZSC-854 |  | 3140-XD-854 | LIMIT SWITCH - CLOSE |  |  | DIR | DCS | Field | [7 empty] | IS | 4503-VZ-DM-T31402013 |  |  |  | 3140-XZSC-854/3140-DSB-001 | [28 empty] | 3140-DSB-001
| 3140-XZSO-854 |  | 3140-XD-854 | LIMIT SWITCH - OPEN |  |  | DIR | DCS | Field | [7 empty] | IS | 4503-VZ-DM-T31402013 |  |  |  | 3140-XZSO-854/3140-DSB-001 | [28 empty] | 3140-DSB-001
| 3140-XY-854 |  | 3140-XD-854 | SOLENOID VALVE |  |  | DOR | DCS | Field | [7 empty] | NIS | 4503-VZ-DM-T31402013 |  |  |  | 3140-XY-854/3140-DSB-002 | [28 empty] | 3140-DSB-002
| 3140-HSC-131 |  | 3140-XD-854 | HAND SWITCH |  |  | DIR | DCS | Field | [7 empty] | NIS | 4503-VZ-DM-T31402013 |  |  |  | 3140-HSC-131/3900-DSB-014 | [28 empty] | 3900-DSB-014
| 3140-HSO-131 |  | 3140-XD-854 | HAND SWITCH |  |  | DIR | DCS | Field | [7 empty] | NIS | 4503-VZ-DM-T31402013 |  |  |  | 3140-HSO-131/3900-DSB-014 | [28 empty] | 3900-DSB-014
| 3153-HS-157P |  | 3153-HD-157 P | PUSH BUTTON |  |  | DIR | SIS | LP | [7 empty] | NIS | 4503-GP-VD-BD008T3131PK5206049 | 3153-XLP-172 | 31-PK-5206A | VRC_C1 | 3153-XLP-172/3900-SSB-003 | [28 empty] | 3900-SSB-003
| 3153-HS-158P |  | 3153-HD-158 P | PUSH BUTTON |  |  | DIR | SIS | LP | [7 empty] | NIS | 4503-GP-VD-BD008T3131PK5206049 | 3153-XLP-172 | 31-PK-5206A | VRC_C1 | 3153-XLP-172/3900-SSB-003 | [28 empty] | 3900-SSB-003
| 3153-HS-159P |  | 3153-HD-159 P | PUSH BUTTON |  |  | DIR | SIS | LP | [7 empty] | NIS | 4503-GP-VD-BD008T3131PK5206049 | 3153-XLP-172 | 31-PK-5206A | VRC_C1 | 3153-XLP-172/3900-SSB-003 | [28 empty] | 3900-SSB-003
| 3153-HS-160P |  | 3153-HD-160 P | PUSH BUTTON |  |  | DIR | SIS | LP | [7 empty] | NIS | 4503-GP-VD-BD008T3131PK5206049 | 3153-XLP-172 | 31-PK-5206A | VRC_C1 | 3153-XLP-172/3900-SSB-003 | [28 empty] | 3900-SSB-003
| 3153-HS-161P |  | 3153-HD-161 P | PUSH BUTTON |  |  | DIR | SIS | LP | [7 empty] | NIS | 4503-GP-VD-BD008T3131PK5206049 | 3153-XLP-172 | 31-PK-5206A | VRC_C1 | 3153-XLP-172/3900-SSB-003 | [28 empty] | 3900-SSB-003
| 3153-HS-162P |  | 3153-HD-162 P | PUSH BUTTON |  |  | DIR | SIS | LP | [7 empty] | NIS | 4503-GP-VD-BD008T3131PK5206049 | 3153-XLP-172 | 31-PK-5206A | VRC_C1 | 3153-XLP-172/3900-SSB-003 | [28 empty] | 3900-SSB-003
| 3140-FZIT-293AP |  | #N/A | FLOW TRANSM. - DP INTEGRAL ORIFICE |  |  | AIRH | SIS | Field | [7 empty] | IS | 4503-GP-VD-BD002T3131PK4003034_SEAL GAS |  | 31-PK-4003 |  | 3140-FZIT-293AP/3140-SJB-252 | [28 empty] | 3900-SSB-002
| 3140-FZIT-293BP |  | #N/A | FLOW TRANSM. - DP INTEGRAL ORIFICE |  |  | AIRH | SIS | Field | [7 empty] | IS | 4503-GP-VD-BD002T3131PK4003034_SEAL GAS |  | 31-PK-4003 |  | 3140-FZIT-293BP/3140-SJB-252 | [28 empty] | 3900-SSB-002
| 3140-FZIT-293CP |  | #N/A | FLOW TRANSM. - DP INTEGRAL ORIFICE |  |  | AIRH | SIS | Field | [7 empty] | IS | 4503-GP-VD-BD002T3131PK4003034_SEAL GAS |  | 31-PK-4003 |  | 3140-FZIT-293CP/3140-SJB-252 | [28 empty] | 3900-SSB-002
| 3140-FZIT-294AP |  | #N/A | FLOW TRANSM. - DP INTEGRAL ORIFICE |  |  | AIRH | SIS | Field | [7 empty] | IS | 4503-GP-VD-BD002T3131PK4003034_SEAL GAS |  | 31-PK-4003 | 3140-FD-294_G1 | 3140-FZIT-294AP/3140-SJB-252 | [28 empty] | 3900-SSB-002
| 3140-XZY-805 |  | 3140-XZ-805 | SOLENOID VALVE |  |  | DOR | SIS | Field | [7 empty] | NIS | 4503-VZ-DM-T31402001 |  |  |  | 3140-XZY-805/3900-SSB-002 | [28 empty] | 3900-SSB-002
| 3140-PT-504 |  | 3140-XZ-805 | PRESSURE TRANSMITTER |  |  | AIRH | DCS | Field | [7 empty] | IS | 4503-VZ-DM-T31402001 | 3140-XZV-805 |  |  | 3140-PT-504/3900-DSB-012 | [28 empty] | 3900-DSB-012
| 3140-XZSC-805 |  | 3140-XZ-805 | LIMIT SWITCH - CLOSE |  |  | DIR | DCS | Field | [7 empty] | IS | 4503-VZ-DM-T31402001 |  |  |  | 3140-XZSC-805/3900-DSB-012 | [28 empty] | 3900-DSB-012
| 3140-XZSO-805 |  | 3140-XZ-805 | LIMIT SWITCH - OPEN |  |  | DIR | DCS | Field | [7 empty] | IS | 4503-VZ-DM-T31402001 |  |  |  | 3140-XZSO-805/3900-DSB-012 | [28 empty] | 3900-DSB-012
| 3140-XZSC-813A |  | 3140-XZ-813A | LIMIT SWITCH - CLOSE |  |  | DIR | DCS | Field | [7 empty] | IS | 4503-VZ-DM-T31402001 |  |  | 3140-XZ-813_G1 | 3140-XZSC-813A/3900-DSB-012 | [28 empty] | 3900-DSB-012
| 3140-XZSO-813A |  | 3140-XZ-813A | LIMIT SWITCH - OPEN |  |  | DIR | DCS | Field | [7 empty] | IS | 4503-VZ-DM-T31402001 |  |  | 3140-XZ-813_G1 | 3140-XZSO-813A/3900-DSB-012 | [28 empty] | 3900-DSB-012
| 3140-XZY-813A |  | 3140-XZ-813A | SOLENOID VALVE |  |  | DOR | SIS | Field | [7 empty] | NIS | 4503-VZ-DM-T31402001 |  |  | 3140-XZ-813_G1 | 3140-XZY-813A/3900-SSB-002 | [28 empty] | 3900-SSB-002
| 3140-XHY-813A |  | 3140-XZ-813A | PST DEVICE |  |  | AORH | DCS | Field | [7 empty] | IS | 4503-VZ-DM-T31402001 |  |  | 3140-XZ-813_G1 | 3140-XHY-813A/3900-DSB-012 | [28 empty] | 3900-DSB-012
| 3140-XZSC-813B |  | 3140-XZ-813B | LIMIT SWITCH - CLOSE |  |  | DIR | DCS | Field | [7 empty] | IS | 4503-VZ-DM-T31402001 |  |  | 3140-XZ-813_G2 | 3140-XZSC-813B/3900-DSB-012 | [28 empty] | 3900-DSB-012
| 3140-XZSO-813B |  | 3140-XZ-813B | LIMIT SWITCH - OPEN |  |  | DIR | DCS | Field | [7 empty] | IS | 4503-VZ-DM-T31402001 |  |  | 3140-XZ-813_G2 | 3140-XZSO-813B/3900-DSB-012 | [28 empty] | 3900-DSB-012
| 3140-XZY-813B |  | 3140-XZ-813B | SOLENOID VALVE |  |  | DOR | SIS | Field | [7 empty] | NIS | 4503-VZ-DM-T31402001 |  |  | 3140-XZ-813_G2 | 3140-XZY-813B/3900-SSB-002 | [28 empty] | 3900-SSB-002
| 3140-XHY-813B |  | 3140-XZ-813B | PST DEVICE |  |  | AORH | DCS | Field | [7 empty] | IS | 4503-VZ-DM-T31402001 |  |  | 3140-XZ-813_G2 | 3140-XHY-813B/3900-DSB-012 | [28 empty] | 3900-DSB-012
| 3140-FZIT-294BP |  | #N/A | FLOW TRANSM. - DP INTEGRAL ORIFICE |  |  | AIRH | SIS | Field | [7 empty] | IS | 4503-GP-VD-BD002T3131PK4003034_SEAL GAS |  | 31-PK-4003 | 3140-FD-294_G2 | 3140-FZIT-294BP/3140-SJB-252 | [28 empty] | 3900-SSB-002
| 3140-FZIT-294CP |  | #N/A | FLOW TRANSM. - DP INTEGRAL ORIFICE |  |  | AIRH | SIS | Field | [7 empty] | IS | 4503-GP-VD-BD002T3131PK4003034_SEAL GAS |  | 31-PK-4003 | 3140-FD-294_G3 | 3140-FZIT-294CP/3140-SJB-252 | [28 empty] | 3900-SSB-002
| 3141-AT-023 |  | 3141-AD-023 | ANALYZER - HC (IR TYPE) |  |  | AIRH | DCS | Field |  |  |  |  | 24 VDC |  |  | NIS | 4503-VZ-DM-T31412005 |  |  | PDS-G1 | 3141-AT-023/3900-DSB-004 | [28 empty] | 3900-DSB-004
| 3141-AT-024 |  | 3141-AD-024 | ANALYZER - HC (IR TYPE) |  |  | AIRH | DCS | Field |  |  |  |  | 24 VDC |  |  | NIS | 4503-VZ-DM-T31412005 |  |  | PDS-G1 | 3141-AT-024/3900-DSB-004 | [28 empty] | 3900-DSB-004
| 3141-AT-025 |  | 3141-AD-025 | ANALYZER - HC (IR TYPE) |  |  | AIRH | DCS | Field |  |  |  |  | 24 VDC |  |  | NIS | 4503-VZ-DM-T31412005 |  |  | PDS-G1 | 3141-AT-025/3900-DSB-004 | [28 empty] | 3900-DSB-004
| 3141-AT-026 |  | 3141-AD-026 | ANALYZER - HC (IR TYPE) |  |  | AIRH | DCS | Field |  |  |  |  | 24 VDC |  |  | NIS | 4503-VZ-DM-T31412007 |  |  | PDS-G4 | 3141-AT-026/3900-DSB-004 | [28 empty] | 3900-DSB-004
| 3141-FT-201 |  | 3141-FD-201 | FLOW TRANSMITTER - dP |  |  | AIRH | PDS | Field | [7 empty] | IS | 4503-VZ-DM-T31412001 |  |  | PDS-G1 | 3141-FT-201/3900-PDSSB-002 | [28 empty] | 3900-PDSSB-002
| 3141-FT-202 |  | 3141-FD-202 | FLOW TRANSMITTER - dP |  |  | AIRH | DCS | Field | [7 empty] | IS | 4503-VZ-DM-T31412001 |  |  | PDS-G1 | 3141-FT-202/3900-DSB-011 | [28 empty] | 3900-DSB-011
| 3141-FT-251 |  | 3141-FD-251 | FLOW TRANSMITTER - dP |  |  | AIRH | PDS | Field | [7 empty] | IS | 4503-VZ-DM-T31412003 |  |  | PDS-G2 | 3141-FT-251/3900-PDSSB-002 | [28 empty] | 3900-PDSSB-002
| 3141-FT-252 |  | 3141-FD-252 | FLOW TRANSMITTER - dP |  |  | AIRH | DCS | Field | [7 empty] | IS | 4503-VZ-DM-T31412003 |  |  | PDS-G2 | 3141-FT-252/3900-DSB-011 | [28 empty] | 3900-DSB-011
| 3141-FT-261 |  | 3141-FD-261 | FLOW TRANSMITTER - dP |  |  | AIRH | PDS | Field | [7 empty] | IS | 4503-VZ-DM-T31412011 |  |  | PDS-G3 | 3141-FT-261/3900-PDSSB-002 | [28 empty] | 3900-PDSSB-002
| 3141-FT-262 |  | 3141-FD-262 | FLOW TRANSMITTER - dP |  |  | AIRH | DCS | Field | [7 empty] | IS | 4503-VZ-DM-T31412011 |  |  | PDS-G3 | 3141-FT-262/3900-DSB-012 | [28 empty] | 3900-DSB-012
| 3141-FT-271 |  | 3141-FD-271 | FLOW TRANSMITTER - dP |  |  | AIRH | PDS | Field | [7 empty] | IS | 4503-VZ-DM-T31412013 |  |  | PDS-G4 | 3141-FT-271/3900-PDSSB-002 | [28 empty] | 3900-PDSSB-002
| 3141-FT-272 |  | 3141-FD-272 | FLOW TRANSMITTER - dP |  |  | AIRH | DCS | Field | [7 empty] | IS | 4503-VZ-DM-T31412013 |  |  | PDS-G4 | 3141-FT-272/3900-DSB-011 | [28 empty] | 3900-DSB-011
| 3141-HS-101 |  | 3141-HD-101 | HAND SWITCH |  |  | DIR | PDS | LP | [7 empty] | NIS | 4503-VZ-DM-T31412001 |  |  | PDS-G1 | 3141-HS-101/3900-PDSSB-001 | [28 empty] | 3900-PDSSB-001
| 3141-HS-101C |  | 3141-HD-101C | HAND SWITCH |  |  | DIR | PDS | LP | [7 empty] | NIS | 4503-VZ-DM-T31412011 |  |  | PDS-G3 | 3141-HS-101C/3900-PDSSB-001 | [28 empty] | 3900-PDSSB-001
| 3141-HS-102 |  | 3141-HD-102 | HAND SWITCH |  |  | DIR | PDS | LP | [7 empty] | NIS | 4503-VZ-DM-T31412001 |  |  | PDS-G1 | 3141-HS-102/3900-PDSSB-001 | [28 empty] | 3900-PDSSB-001
| 3141-HS-102C |  | 3141-HD-102C | HAND SWITCH |  |  | DIR | PDS | LP | [7 empty] | NIS | 4503-VZ-DM-T31412011 |  |  | PDS-G3 | 3141-HS-102C/3900-PDSSB-001 | [28 empty] | 3900-PDSSB-001
| 3141-HS-147Y |  | 3141-HD-147Y | HAND SWITCH |  |  | DIR | DCS | LP | [7 empty] | NIS | 4503-VZ-DM-T31412005 |  |  | PDS-G1 | 3141-HS-147Y/3140-DSB-002 | [28 empty] | 3140-DSB-002
| 3141-HS-148Y |  | 3141-HD-148Y | HAND SWITCH |  |  | DIR | DCS | LP | [7 empty] | NIS | 4503-VZ-DM-T31412007 |  |  | PDS-G4 | 3141-HS-148Y/3140-DSB-002 | [28 empty] | 3140-DSB-002
| 3141-HS-151 |  | 3141-HD-151 | HAND SWITCH |  |  | DIR | PDS | LP | [7 empty] | NIS | 4503-VZ-DM-T31412003 |  |  | PDS-G2 | 3141-HS-151/3900-PDSSB-001 | [28 empty] | 3900-PDSSB-001
| 3141-HS-151D |  | 3141-HD-151D | HAND SWITCH |  |  | DIR | PDS | LP | [7 empty] | NIS | 4503-VZ-DM-T31412013 |  |  | PDS-G4 | 3141-HS-151D/3900-PDSSB-001 | [28 empty] | 3900-PDSSB-001
| 3141-HS-152 |  | 3141-HD-152 | HAND SWITCH |  |  | DIR | PDS | LP | [7 empty] | NIS | 4503-VZ-DM-T31412003 |  |  | PDS-G2 | 3141-HS-152/3900-PDSSB-001 | [28 empty] | 3900-PDSSB-001
| 3141-HS-152D |  | 3141-HD-152D | HAND SWITCH |  |  | DIR | PDS | LP | [7 empty] | NIS | 4503-VZ-DM-T31412013 |  |  | PDS-G4 | 3141-HS-152D/3900-PDSSB-001 | [28 empty] | 3900-PDSSB-001
| 3141-HY-163 |  | 3141-HD-163 | E/P POSITIONER |  |  | AORH | PDS | Field | [7 empty] | IS | 4503-VZ-DM-T31412012 |  |  | PDS-G3 | 3141-HY-163/3900-PDSSB-002 | [28 empty] | 3900-PDSSB-002
| 3141-HY-403 |  | 3141-HD-403 | E/P POSITIONER |  |  | AORH | PDS | Field | [7 empty] | IS | 4503-VZ-DM-T31412002 |  |  | PDS-G1 | 3141-HY-403/3900-PDSSB-002 | [28 empty] | 3900-PDSSB-002
| 3150-TT-601 |  | 3150-TD-601 | TEMPERATURE TRANSM. - HEAD MOUNT |  |  | AIRH | DCS | Field | [7 empty] | IS | 4503-VZ-DM-T31502001 |  |  |  | 3150-TT-601/3900-DSB-003 | [28 empty] | 3900-DSB-003
| 3141-KZSC-810J |  | 3141-KD-810J | LIMIT SWITCH - CLOSE |  |  | DIR | PDS | Field | [7 empty] | IS | 4503-VZ-DM-T31412002 |  |  | PDS-G1 | 3141-KZSC-810J/3900-PDSSB-002 | [28 empty] | 3900-PDSSB-002
| 3141-KZSO-810J |  | 3141-KD-810J | LIMIT SWITCH - OPEN |  |  | DIR | PDS | Field | [7 empty] | IS | 4503-VZ-DM-T31412002 |  |  | PDS-G1 | 3141-KZSO-810J/3900-PDSSB-002 | [28 empty] | 3900-PDSSB-002
| 3141-KY-810J |  | 3141-KD-810J | SOLENOID VALVE |  |  | DOR | PDS | Field | [7 empty] | NIS | 4503-VZ-DM-T31412002 |  |  | PDS-G1 | 3141-KY-810J/3900-PDSSB-001 | [28 empty] | 3900-PDSSB-001
| 3141-KZSC-810L |  | 3141-KD-810L | LIMIT SWITCH - CLOSE |  |  | DIR | PDS | Field | [7 empty] | IS | 4503-VZ-DM-T31412001 |  |  | PDS-G1 | 3141-KZSC-810L/3900-PDSSB-002 | [28 empty] | 3900-PDSSB-002
| 3141-KZSO-810L |  | 3141-KD-810L | LIMIT SWITCH - OPEN |  |  | DIR | PDS | Field | [7 empty] | IS | 4503-VZ-DM-T31412001 |  |  | PDS-G1 | 3141-KZSO-810L/3900-PDSSB-002 | [28 empty] | 3900-PDSSB-002
| 3141-KY-810L |  | 3141-KD-810L | SOLENOID VALVE |  |  | DOR | PDS | Field | [7 empty] | NIS | 4503-VZ-DM-T31412001 |  |  | PDS-G1 | 3141-KY-810L/3900-PDSSB-001 | [28 empty] | 3900-PDSSB-001
| 3141-KZSC-810P1 |  | 3141-KD-810P1 | LIMIT SWITCH - CLOSE |  |  | DIR | PDS | Field | [7 empty] | IS | 4503-VZ-DM-T31412002 |  |  | PDS-G1 | 3141-KZSC-810P1/3900-PDSSB-002 | [28 empty] | 3900-PDSSB-002
| 3141-KZSO-810P1 |  | 3141-KD-810P1 | LIMIT SWITCH - OPEN |  |  | DIR | PDS | Field | [7 empty] | IS | 4503-VZ-DM-T31412002 |  |  | PDS-G1 | 3141-KZSO-810P1/3900-PDSSB-002 | [28 empty] | 3900-PDSSB-002
| 3141-KY-810P1 |  | 3141-KD-810P1 | SOLENOID VALVE |  |  | DOR | PDS | Field | [7 empty] | NIS | 4503-VZ-DM-T31412002 |  |  | PDS-G1 | 3141-KY-810P1/3900-PDSSB-001 | [28 empty] | 3900-PDSSB-001
| 3141-KZSC-810P2 |  | 3141-KD-810P2 | LIMIT SWITCH - CLOSE |  |  | DIR | PDS | Field | [7 empty] | IS | 4503-VZ-DM-T31412002 |  |  | PDS-G1 | 3141-KZSC-810P2/3900-PDSSB-002 | [28 empty] | 3900-PDSSB-002
| 3141-KZSO-810P2 |  | 3141-KD-810P2 | LIMIT SWITCH - OPEN |  |  | DIR | PDS | Field | [7 empty] | IS | 4503-VZ-DM-T31412002 |  |  | PDS-G1 | 3141-KZSO-810P2/3900-PDSSB-002 | [28 empty] | 3900-PDSSB-002
| 3141-KY-810P2 |  | 3141-KD-810P2 | SOLENOID VALVE |  |  | DOR | PDS | Field | [7 empty] | NIS | 4503-VZ-DM-T31412002 |  |  | PDS-G1 | 3141-KY-810P2/3900-PDSSB-001 | [28 empty] | 3900-PDSSB-001
| 3141-KY-810P3 |  | 3141-KD-810P3 | SOLENOID VALVE |  |  | DOR | PDS | Field | [7 empty] | NIS | 4503-VZ-DM-T31412002 |  |  | PDS-G1 | 3141-KY-810P3/3900-PDSSB-001 | [28 empty] | 3900-PDSSB-001
| 3141-KZSC-810P3 |  | 3141-KD-810P3 | LIMIT SWITCH - CLOSE |  |  | DIR | PDS | Field | [7 empty] | IS | 4503-VZ-DM-T31412002 |  |  | PDS-G1 | 3141-KZSC-810P3/3900-PDSSB-002 | [28 empty] | 3900-PDSSB-002
| 3141-KZSO-810P3 |  | 3141-KD-810P3 | LIMIT SWITCH - OPEN |  |  | DIR | PDS | Field | [7 empty] | IS | 4503-VZ-DM-T31412002 |  |  | PDS-G1 | 3141-KZSO-810P3/3900-PDSSB-002 | [28 empty] | 3900-PDSSB-002
| 3141-KY-810R |  | 3141-KD-810R | SOLENOID VALVE |  |  | DOR | PDS | Field | [7 empty] | NIS | 4503-VZ-DM-T31412002 |  |  | PDS-G1 | 3141-KY-810R/3900-PDSSB-001 | [28 empty] | 3900-PDSSB-001
| 3141-KZSC-810R |  | 3141-KD-810R | LIMIT SWITCH - CLOSE |  |  | DIR | PDS | Field | [7 empty] | IS | 4503-VZ-DM-T31412002 |  |  | PDS-G1 | 3141-KZSC-810R/3900-PDSSB-002 | [28 empty] | 3900-PDSSB-002
| 3141-KZSO-810R |  | 3141-KD-810R | LIMIT SWITCH - OPEN |  |  | DIR | PDS | Field | [7 empty] | IS | 4503-VZ-DM-T31412002 |  |  | PDS-G1 | 3141-KZSO-810R/3900-PDSSB-002 | [28 empty] | 3900-PDSSB-002
| 3141-XL-810R |  | 3141-KD-810R | LAMP |  |  | DOR | DCS | Field | [7 empty] | NIS | 4503-VZ-DM-T31412001 |  |  | PDS-G1 | 3141-XL-810R/3140-DSB-002 | [28 empty] | 3140-DSB-002
| 3141-KZSC-810W |  | 3141-KD-810W | LIMIT SWITCH - CLOSE |  |  | DIR | PDS | Field | [7 empty] | IS | 4503-VZ-DM-T31412001 |  |  | PDS-G1 | 3141-KZSC-810W/3900-PDSSB-002 | [28 empty] | 3900-PDSSB-002
| 3141-KZSO-810W |  | 3141-KD-810W | LIMIT SWITCH - OPEN |  |  | DIR | PDS | Field | [7 empty] | IS | 4503-VZ-DM-T31412001 |  |  | PDS-G1 | 3141-KZSO-810W/3900-PDSSB-002 | [28 empty] | 3900-PDSSB-002
| 3141-KY-810W |  | 3141-KD-810W | SOLENOID VALVE |  |  | DOR | PDS | Field | [7 empty] | NIS | 4503-VZ-DM-T31412001 |  |  | PDS-G1 | 3141-KY-810W/3900-PDSSB-001 | [28 empty] | 3900-PDSSB-001
| 3141-KXY-810W |  | 3141-KD-810W | E/P POSITIONER |  |  | AORH | PDS | Field | [7 empty] | IS | 4503-VZ-DM-T31412001 |  |  | PDS-G1 | 3141-KXY-810W/3900-PDSSB-002 | [28 empty] | 3900-PDSSB-002
| 3141-KZSC-810X |  | 3141-KD-810X | LIMIT SWITCH - CLOSE |  |  | DIR | PDS | Field | [7 empty] | IS | 4503-VZ-DM-T31412002 |  |  | PDS-G1 | 3141-KZSC-810X/3900-PDSSB-002 | [28 empty] | 3900-PDSSB-002
| 3141-KZSO-810X |  | 3141-KD-810X | LIMIT SWITCH - OPEN |  |  | DIR | PDS | Field | [7 empty] | IS | 4503-VZ-DM-T31412002 |  |  | PDS-G1 | 3141-KZSO-810X/3900-PDSSB-002 | [28 empty] | 3900-PDSSB-002
| 3141-KY-810X |  | 3141-KD-810X | SOLENOID VALVE |  |  | DOR | PDS | Field | [7 empty] | NIS | 4503-VZ-DM-T31412002 |  |  | PDS-G1 | 3141-KY-810X/3900-PDSSB-001 | [28 empty] | 3900-PDSSB-001
| 3141-KXY-810X |  | 3141-KD-810X | E/P POSITIONER |  |  | AORH | PDS | Field | [7 empty] | IS | 4503-VZ-DM-T31412002 |  |  | PDS-G1 | 3141-KXY-810X/3900-PDSSB-002 | [28 empty] | 3900-PDSSB-002
| 3141-KZSC-820J |  | 3141-KD-820J | LIMIT SWITCH - CLOSE |  |  | DIR | PDS | Field | [7 empty] | IS | 4503-VZ-DM-T31412012 |  |  | PDS-G3 | 3141-KZSC-820J/3900-PDSSB-002 | [28 empty] | 3900-PDSSB-002
| 3141-KZSO-820J |  | 3141-KD-820J | LIMIT SWITCH - OPEN |  |  | DIR | PDS | Field | [7 empty] | IS | 4503-VZ-DM-T31412012 |  |  | PDS-G3 | 3141-KZSO-820J/3900-PDSSB-002 | [28 empty] | 3900-PDSSB-002
| 3141-KY-820J |  | 3141-KD-820J | SOLENOID VALVE |  |  | DOR | PDS | Field | [7 empty] | NIS | 4503-VZ-DM-T31412012 |  |  | PDS-G3 | 3141-KY-820J/3900-PDSSB-001 | [28 empty] | 3900-PDSSB-001
| 3141-KZSC-820L |  | 3141-KD-820L | LIMIT SWITCH - CLOSE |  |  | DIR | PDS | Field | [7 empty] | IS | 4503-VZ-DM-T31412011 |  |  | PDS-G3 | 3141-KZSC-820L/3900-PDSSB-002 | [28 empty] | 3900-PDSSB-002
| 3141-KZSO-820L |  | 3141-KD-820L | LIMIT SWITCH - OPEN |  |  | DIR | PDS | Field | [7 empty] | IS | 4503-VZ-DM-T31412011 |  |  | PDS-G3 | 3141-KZSO-820L/3900-PDSSB-002 | [28 empty] | 3900-PDSSB-002
| 3141-KY-820L |  | 3141-KD-820L | SOLENOID VALVE |  |  | DOR | PDS | Field | [7 empty] | NIS | 4503-VZ-DM-T31412011 |  |  | PDS-G3 | 3141-KY-820L/3900-PDSSB-001 | [28 empty] | 3900-PDSSB-001
| 3141-KZSC-820P1 |  | 3141-KD-820P1 | LIMIT SWITCH - CLOSE |  |  | DIR | PDS | Field | [7 empty] | IS | 4503-VZ-DM-T31412012 |  |  | PDS-G3 | 3141-KZSC-820P1/3900-PDSSB-002 | [28 empty] | 3900-PDSSB-002
| 3141-KZSO-820P1 |  | 3141-KD-820P1 | LIMIT SWITCH - OPEN |  |  | DIR | PDS | Field | [7 empty] | IS | 4503-VZ-DM-T31412012 |  |  | PDS-G3 | 3141-KZSO-820P1/3900-PDSSB-002 | [28 empty] | 3900-PDSSB-002
| 3141-KY-820P1 |  | 3141-KD-820P1 | SOLENOID VALVE |  |  | DOR | PDS | Field | [7 empty] | NIS | 4503-VZ-DM-T31412012 |  |  | PDS-G3 | 3141-KY-820P1/3900-PDSSB-001 | [28 empty] | 3900-PDSSB-001
| 3141-KZSC-820P2 |  | 3141-KD-820P2 | LIMIT SWITCH - CLOSE |  |  | DIR | PDS | Field | [7 empty] | IS | 4503-VZ-DM-T31412012 |  |  | PDS-G3 | 3141-KZSC-820P2/3900-PDSSB-002 | [28 empty] | 3900-PDSSB-002
| 3141-KZSO-820P2 |  | 3141-KD-820P2 | LIMIT SWITCH - OPEN |  |  | DIR | PDS | Field | [7 empty] | IS | 4503-VZ-DM-T31412012 |  |  | PDS-G3 | 3141-KZSO-820P2/3900-PDSSB-002 | [28 empty] | 3900-PDSSB-002
| 3141-KY-820P2 |  | 3141-KD-820P2 | SOLENOID VALVE |  |  | DOR | PDS | Field | [7 empty] | NIS | 4503-VZ-DM-T31412012 |  |  | PDS-G3 | 3141-KY-820P2/3900-PDSSB-001 | [28 empty] | 3900-PDSSB-001
| 3141-KZSC-820P3 |  | 3141-KD-820P3 | LIMIT SWITCH - CLOSE |  |  | DIR | PDS | Field | [7 empty] | IS | 4503-VZ-DM-T31412012 |  |  | PDS-G3 | 3141-KZSC-820P3/3900-PDSSB-002 | [28 empty] | 3900-PDSSB-002
| 3141-KZSO-820P3 |  | 3141-KD-820P3 | LIMIT SWITCH - OPEN |  |  | DIR | PDS | Field | [7 empty] | IS | 4503-VZ-DM-T31412012 |  |  | PDS-G3 | 3141-KZSO-820P3/3900-PDSSB-002 | [28 empty] | 3900-PDSSB-002
| 3141-KY-820P3 |  | 3141-KD-820P3 | SOLENOID VALVE |  |  | DOR | PDS | Field | [7 empty] | NIS | 4503-VZ-DM-T31412012 |  |  | PDS-G3 | 3141-KY-820P3/3900-PDSSB-001 | [28 empty] | 3900-PDSSB-001
| 3141-KZSC-820R |  | 3141-KD-820R | LIMIT SWITCH - CLOSE |  |  | DIR | PDS | Field | [7 empty] | IS | 4503-VZ-DM-T31412012 |  |  | PDS-G3 | 3141-KZSC-820R/3900-PDSSB-002 | [28 empty] | 3900-PDSSB-002
| 3141-KZSO-820R |  | 3141-KD-820R | LIMIT SWITCH - OPEN |  |  | DIR | PDS | Field | [7 empty] | IS | 4503-VZ-DM-T31412012 |  |  | PDS-G3 | 3141-KZSO-820R/3900-PDSSB-002 | [28 empty] | 3900-PDSSB-002
| 3141-KY-820R |  | 3141-KD-820R | SOLENOID VALVE |  |  | DOR | PDS | Field | [7 empty] | NIS | 4503-VZ-DM-T31412012 |  |  | PDS-G3 | 3141-KY-820R/3900-PDSSB-001 | [28 empty] | 3900-PDSSB-001
| 3141-XL-820R |  | 3141-KD-820R | LAMP |  |  | DOR | DCS | Field | [7 empty] | NIS | 4503-VZ-DM-T31412011 |  |  | PDS-G3 | 3141-XL-820R/3140-DSB-002 | [28 empty] | 3140-DSB-002
| 3141-KZSC-820W |  | 3141-KD-820W | LIMIT SWITCH - CLOSE |  |  | DIR | PDS | Field | [7 empty] | IS | 4503-VZ-DM-T31412011 |  |  | PDS-G3 | 3141-KZSC-820W/3900-PDSSB-002 | [28 empty] | 3900-PDSSB-002
| 3141-KZSO-820W |  | 3141-KD-820W | LIMIT SWITCH - OPEN |  |  | DIR | PDS | Field | [7 empty] | IS | 4503-VZ-DM-T31412011 |  |  | PDS-G3 | 3141-KZSO-820W/3900-PDSSB-002 | [28 empty] | 3900-PDSSB-002
| 3141-KY-820W |  | 3141-KD-820W | SOLENOID VALVE |  |  | DOR | PDS | Field | [7 empty] | NIS | 4503-VZ-DM-T31412011 |  |  | PDS-G3 | 3141-KY-820W/3900-PDSSB-001 | [28 empty] | 3900-PDSSB-001
| 3141-KXY-820W |  | 3141-KD-820W | E/P POSITIONER |  |  | AORH | PDS | Field | [7 empty] | IS | 4503-VZ-DM-T31412011 |  |  | PDS-G3 | 3141-KXY-820W/3900-PDSSB-002 | [28 empty] | 3900-PDSSB-002
| 3141-KZSC-820X |  | 3141-KD-820X | LIMIT SWITCH - CLOSE |  |  | DIR | PDS | Field | [7 empty] | IS | 4503-VZ-DM-T31412012 |  |  | PDS-G3 | 3141-KZSC-820X/3900-PDSSB-002 | [28 empty] | 3900-PDSSB-002
| 3141-KZSO-820X |  | 3141-KD-820X | LIMIT SWITCH - OPEN |  |  | DIR | PDS | Field | [7 empty] | IS | 4503-VZ-DM-T31412012 |  |  | PDS-G3 | 3141-KZSO-820X/3900-PDSSB-002 | [28 empty] | 3900-PDSSB-002
| 3141-KY-820X |  | 3141-KD-820X | SOLENOID VALVE |  |  | DOR | PDS | Field | [7 empty] | NIS | 4503-VZ-DM-T31412012 |  |  | PDS-G3 | 3141-KY-820X/3900-PDSSB-001 | [28 empty] | 3900-PDSSB-001
| 3141-KXY-820X |  | 3141-KD-820X | E/P POSITIONER |  |  | AORH | PDS | Field | [7 empty] | IS | 4503-VZ-DM-T31412012 |  |  | PDS-G3 | 3141-KXY-820X/3900-PDSSB-002 | [28 empty] | 3900-PDSSB-002
| 3141-KZSC-830J |  | 3141-KD-830J | LIMIT SWITCH - CLOSE |  |  | DIR | PDS | Field | [7 empty] | IS | 4503-VZ-DM-T31412014 |  |  | PDS-G4 | 3141-KZSC-830J/3900-PDSSB-002 | [28 empty] | 3900-PDSSB-002
| 3141-KZSO-830J |  | 3141-KD-830J | LIMIT SWITCH - OPEN |  |  | DIR | PDS | Field | [7 empty] | IS | 4503-VZ-DM-T31412014 |  |  | PDS-G4 | 3141-KZSO-830J/3900-PDSSB-002 | [28 empty] | 3900-PDSSB-002
| 3141-KY-830J |  | 3141-KD-830J | SOLENOID VALVE |  |  | DOR | PDS | Field | [7 empty] | NIS | 4503-VZ-DM-T31412014 |  |  | PDS-G4 | 3141-KY-830J/3900-PDSSB-001 | [28 empty] | 3900-PDSSB-001
| 3141-KZSC-830L |  | 3141-KD-830L | LIMIT SWITCH - CLOSE |  |  | DIR | PDS | Field | [7 empty] | IS | 4503-VZ-DM-T31412013 |  |  | PDS-G4 | 3141-KZSC-830L/3900-PDSSB-002 | [28 empty] | 3900-PDSSB-002
| 3141-KZSO-830L |  | 3141-KD-830L | LIMIT SWITCH - OPEN |  |  | DIR | PDS | Field | [7 empty] | IS | 4503-VZ-DM-T31412013 |  |  | PDS-G4 | 3141-KZSO-830L/3900-PDSSB-002 | [28 empty] | 3900-PDSSB-002
| 3141-KY-830L |  | 3141-KD-830L | SOLENOID VALVE |  |  | DOR | PDS | Field | [7 empty] | NIS | 4503-VZ-DM-T31412013 |  |  | PDS-G4 | 3141-KY-830L/3900-PDSSB-001 | [28 empty] | 3900-PDSSB-001
| 3141-KZSC-830P1 |  | 3141-KD-830P1 | LIMIT SWITCH - CLOSE |  |  | DIR | PDS | Field | [7 empty] | IS | 4503-VZ-DM-T31412014 |  |  | PDS-G4 | 3141-KZSC-830P1/3900-PDSSB-002 | [28 empty] | 3900-PDSSB-002
| 3141-KZSO-830P1 |  | 3141-KD-830P1 | LIMIT SWITCH - OPEN |  |  | DIR | PDS | Field | [7 empty] | IS | 4503-VZ-DM-T31412014 |  |  | PDS-G4 | 3141-KZSO-830P1/3900-PDSSB-002 | [28 empty] | 3900-PDSSB-002
| 3141-KY-830P1 |  | 3141-KD-830P1 | SOLENOID VALVE |  |  | DOR | PDS | Field | [7 empty] | NIS | 4503-VZ-DM-T31412014 |  |  | PDS-G4 | 3141-KY-830P1/3900-PDSSB-001 | [28 empty] | 3900-PDSSB-001
| 3141-KZSC-830P2 |  | 3141-KD-830P2 | LIMIT SWITCH - CLOSE |  |  | DIR | PDS | Field | [7 empty] | IS | 4503-VZ-DM-T31412014 |  |  | PDS-G4 | 3141-KZSC-830P2/3900-PDSSB-002 | [28 empty] | 3900-PDSSB-002
| 3141-KZSO-830P2 |  | 3141-KD-830P2 | LIMIT SWITCH - OPEN |  |  | DIR | PDS | Field | [7 empty] | IS | 4503-VZ-DM-T31412014 |  |  | PDS-G4 | 3141-KZSO-830P2/3900-PDSSB-002 | [28 empty] | 3900-PDSSB-002
| 3141-KY-830P2 |  | 3141-KD-830P2 | SOLENOID VALVE |  |  | DOR | PDS | Field | [7 empty] | NIS | 4503-VZ-DM-T31412014 |  |  | PDS-G4 | 3141-KY-830P2/3900-PDSSB-001 | [28 empty] | 3900-PDSSB-001
| 3141-KZSC-830P3 |  | 3141-KD-830P3 | LIMIT SWITCH - CLOSE |  |  | DIR | PDS | Field | [7 empty] | IS | 4503-VZ-DM-T31412014 |  |  | PDS-G4 | 3141-KZSC-830P3/3900-PDSSB-002 | [28 empty] | 3900-PDSSB-002
| 3141-KZSO-830P3 |  | 3141-KD-830P3 | LIMIT SWITCH - OPEN |  |  | DIR | PDS | Field | [7 empty] | IS | 4503-VZ-DM-T31412014 |  |  | PDS-G4 | 3141-KZSO-830P3/3900-PDSSB-002 | [28 empty] | 3900-PDSSB-002
| 3141-KY-830P3 |  | 3141-KD-830P3 | SOLENOID VALVE |  |  | DOR | PDS | Field | [7 empty] | NIS | 4503-VZ-DM-T31412014 |  |  | PDS-G4 | 3141-KY-830P3/3900-PDSSB-001 | [28 empty] | 3900-PDSSB-001
| 3141-KZSC-830R |  | 3141-KD-830R | LIMIT SWITCH - CLOSE |  |  | DIR | PDS | Field | [7 empty] | IS | 4503-VZ-DM-T31412014 |  |  | PDS-G4 | 3141-KZSC-830R/3900-PDSSB-002 | [28 empty] | 3900-PDSSB-002
| 3141-KZSO-830R |  | 3141-KD-830R | LIMIT SWITCH - OPEN |  |  | DIR | PDS | Field | [7 empty] | IS | 4503-VZ-DM-T31412014 |  |  | PDS-G4 | 3141-KZSO-830R/3900-PDSSB-002 | [28 empty] | 3900-PDSSB-002
| 3141-KY-830R |  | 3141-KD-830R | SOLENOID VALVE |  |  | DOR | PDS | Field | [7 empty] | NIS | 4503-VZ-DM-T31412014 |  |  | PDS-G4 | 3141-KY-830R/3900-PDSSB-001 | [28 empty] | 3900-PDSSB-001
| 3141-XL-830R |  | 3141-KD-830R | LAMP |  |  | DOR | DCS | Field | [7 empty] | NIS | 4503-VZ-DM-T31412013 |  |  | PDS-G4 | 3141-XL-830R/3140-DSB-002 | [28 empty] | 3140-DSB-002
| 3141-KZSC-845A |  | 3141-KD-845A | LIMIT SWITCH - CLOSE |  |  | DIR | DCS | Field | [7 empty] | IS | 4503-VZ-DM-T31412005 |  |  | PDS-G1 | 3141-KZSC-845A/3900-DSB-003 | [28 empty] | 3900-DSB-003
| 3141-KZSO-845A |  | 3141-KD-845A | LIMIT SWITCH - OPEN |  |  | DIR | DCS | Field | [7 empty] | IS | 4503-VZ-DM-T31412005 |  |  | PDS-G1 | 3141-KZSO-845A/3900-DSB-003 | [28 empty] | 3900-DSB-003
| 3141-KY-845A |  | 3141-KD-845A | SOLENOID VALVE |  |  | DOR | DCS | Field | [7 empty] | NIS | 4503-VZ-DM-T31412005 |  |  | PDS-G1 | 3141-KY-845A/3900-DSB-004 | [28 empty] | 3900-DSB-004
| 3141-HSO-145A |  | 3141-KD-845A | HAND SWITCH |  |  | DIR | DCS | LP | [7 empty] | NIS | 4503-VZ-DM-T31412005 |  |  | PDS-G1 | 3141-HSO-145A/3140-DSB-002 | [28 empty] | 3140-DSB-002
| 3141-HSC-145A |  | 3141-KD-845A | HAND SWITCH |  |  | DIR | DCS | LP | [7 empty] | NIS | 4503-VZ-DM-T31412005 |  |  | PDS-G1 | 3141-HSC-145A/3140-DSB-002 | [28 empty] | 3140-DSB-002
| 3141-KY-845B |  | 3141-KD-845B | SOLENOID VALVE |  |  | DOR | DCS | Field | [7 empty] | NIS | 4503-VZ-DM-T31412005 |  |  | PDS-G1 | 3141-KY-845B/3900-DSB-004 | [28 empty] | 3900-DSB-004
| 3141-KZSC-845B |  | 3141-KD-845B | LIMIT SWITCH - CLOSE |  |  | DIR | DCS | Field | [7 empty] | IS | 4503-VZ-DM-T31412005 |  |  | PDS-G1 | 3141-KZSC-845B/3900-DSB-003 | [28 empty] | 3900-DSB-003
| 3141-KZSO-845B |  | 3141-KD-845B | LIMIT SWITCH - OPEN |  |  | DIR | DCS | Field | [7 empty] | IS | 4503-VZ-DM-T31412005 |  |  | PDS-G1 | 3141-KZSO-845B/3900-DSB-003 | [28 empty] | 3900-DSB-003
| 3141-HSO-145B |  | 3141-KD-845B | HAND SWITCH |  |  | DIR | DCS | LP | [7 empty] | NIS | 4503-VZ-DM-T31412005 |  |  | PDS-G1 | 3141-HSO-145B/3140-DSB-002 | [28 empty] | 3140-DSB-002
| 3141-HSC-145B |  | 3141-KD-845B | HAND SWITCH |  |  | DIR | DCS | LP | [7 empty] | NIS | 4503-VZ-DM-T31412005 |  |  | PDS-G1 | 3141-HSC-145B/3140-DSB-002 | [28 empty] | 3140-DSB-002
| 3141-KZSC-845C |  | 3141-KD-845C | LIMIT SWITCH - CLOSE |  |  | DIR | DCS | Field | [7 empty] | IS | 4503-VZ-DM-T31412005 |  |  | PDS-G1 | 3141-KZSC-845C/3900-DSB-003 | [28 empty] | 3900-DSB-003
| 3141-KZSO-845C |  | 3141-KD-845C | LIMIT SWITCH - OPEN |  |  | DIR | DCS | Field | [7 empty] | IS | 4503-VZ-DM-T31412005 |  |  | PDS-G1 | 3141-KZSO-845C/3900-DSB-003 | [28 empty] | 3900-DSB-003
| 3141-KY-845C |  | 3141-KD-845C | SOLENOID VALVE |  |  | DOR | DCS | Field | [7 empty] | NIS | 4503-VZ-DM-T31412005 |  |  | PDS-G1 | 3141-KY-845C/3900-DSB-004 | [28 empty] | 3900-DSB-004
| 3141-HSO-145C |  | 3141-KD-845C | HAND SWITCH |  |  | DIR | DCS | LP | [7 empty] | NIS | 4503-VZ-DM-T31412005 |  |  | PDS-G1 | 3141-HSO-145C/3140-DSB-002 | [28 empty] | 3140-DSB-002
| 3141-HSC-145C |  | 3141-KD-845C | HAND SWITCH |  |  | DIR | DCS | LP | [7 empty] | NIS | 4503-VZ-DM-T31412005 |  |  | PDS-G1 | 3141-HSC-145C/3140-DSB-002 | [28 empty] | 3140-DSB-002
| 3141-KZSC-845E |  | 3141-KD-845E | LIMIT SWITCH - CLOSE |  |  | DIR | DCS | Field | [7 empty] | IS | 4503-VZ-DM-T31412005 |  |  | PDS-G1 | 3141-KZSC-845E/3900-DSB-003 | [28 empty] | 3900-DSB-003
| 3141-KZSO-845E |  | 3141-KD-845E | LIMIT SWITCH - OPEN |  |  | DIR | DCS | Field | [7 empty] | IS | 4503-VZ-DM-T31412005 |  |  | PDS-G1 | 3141-KZSO-845E/3900-DSB-003 | [28 empty] | 3900-DSB-003
| 3141-KY-845E |  | 3141-KD-845E | SOLENOID VALVE |  |  | DOR | DCS | Field | [7 empty] | NIS | 4503-VZ-DM-T31412005 |  |  | PDS-G1 | 3141-KY-845E/3900-DSB-004 | [28 empty] | 3900-DSB-004
| 3141-HSO-145E |  | 3141-KD-845E | HAND SWITCH |  |  | DIR | DCS | LP | [7 empty] | NIS | 4503-VZ-DM-T31412005 |  |  | PDS-G1 | 3141-HSO-145E/3140-DSB-002 | [28 empty] | 3140-DSB-002
| 3141-HSC-145E |  | 3141-KD-845E | HAND SWITCH |  |  | DIR | DCS | LP | [7 empty] | NIS | 4503-VZ-DM-T31412005 |  |  | PDS-G1 | 3141-HSC-145E/3140-DSB-002 | [28 empty] | 3140-DSB-002
| 3141-KZSC-845G |  | 3141-KD-845G | LIMIT SWITCH - CLOSE |  |  | DIR | DCS | Field | [7 empty] | IS | 4503-VZ-DM-T31412005 |  |  | PDS-G1 | 3141-KZSC-845G/3900-DSB-003 | [28 empty] | 3900-DSB-003
| 3141-KZSO-845G |  | 3141-KD-845G | LIMIT SWITCH - OPEN |  |  | DIR | DCS | Field | [7 empty] | IS | 4503-VZ-DM-T31412005 |  |  | PDS-G1 | 3141-KZSO-845G/3900-DSB-003 | [28 empty] | 3900-DSB-003
| 3141-KY-845G |  | 3141-KD-845G | SOLENOID VALVE |  |  | DOR | DCS | Field | [7 empty] | NIS | 4503-VZ-DM-T31412005 |  |  | PDS-G1 | 3141-KY-845G/3900-DSB-004 | [28 empty] | 3900-DSB-004
| 3141-HSO-145G |  | 3141-KD-845G | HAND SWITCH |  |  | DIR | DCS | LP | [7 empty] | NIS | 4503-VZ-DM-T31412005 |  |  | PDS-G1 | 3141-HSO-145G/3140-DSB-002 | [28 empty] | 3140-DSB-002
| 3141-HSC-145G |  | 3141-KD-845G | HAND SWITCH |  |  | DIR | DCS | LP | [7 empty] | NIS | 4503-VZ-DM-T31412005 |  |  | PDS-G1 | 3141-HSC-145G/3140-DSB-002 | [28 empty] | 3140-DSB-002
| 3141-KZSO-845H |  | 3141-KD-845H | LIMIT SWITCH - OPEN |  |  | DIR | DCS | Field | [7 empty] | IS | 4503-VZ-DM-T31412005 |  |  | PDS-G1 | 3141-KZSO-845H/3900-DSB-003 | [28 empty] | 3900-DSB-003
| 3141-KZSC-845H |  | 3141-KD-845H | LIMIT SWITCH - CLOSE |  |  | DIR | DCS | Field | [7 empty] | IS | 4503-VZ-DM-T31412005 |  |  | PDS-G1 | 3141-KZSC-845H/3900-DSB-003 | [28 empty] | 3900-DSB-003
| 3141-KY-845H |  | 3141-KD-845H | SOLENOID VALVE |  |  | DOR | DCS | Field | [7 empty] | NIS | 4503-VZ-DM-T31412005 |  |  | PDS-G1 | 3141-KY-845H/3900-DSB-004 | [28 empty] | 3900-DSB-004
| 3141-HSO-145H |  | 3141-KD-845H | HAND SWITCH |  |  | DIR | DCS | LP | [7 empty] | NIS | 4503-VZ-DM-T31412005 |  |  | PDS-G1 | 3141-HSO-145H/3140-DSB-002 | [28 empty] | 3140-DSB-002
| 3141-HSC-145H |  | 3141-KD-845H | HAND SWITCH |  |  | DIR | DCS | LP | [7 empty] | NIS | 4503-VZ-DM-T31412005 |  |  | PDS-G1 | 3141-HSC-145H/3140-DSB-002 | [28 empty] | 3140-DSB-002
| 3141-KZSO-846A |  | 3141-KD-846A | LIMIT SWITCH - OPEN |  |  | DIR | DCS | Field | [7 empty] | IS | 4503-VZ-DM-T31412007 |  |  | PDS-G4 | 3141-KZSO-846A/3900-DSB-003 | [28 empty] | 3900-DSB-003
| 3141-KZSC-846A |  | 3141-KD-846A | LIMIT SWITCH - CLOSE |  |  | DIR | DCS | Field | [7 empty] | IS | 4503-VZ-DM-T31412007 |  |  | PDS-G4 | 3141-KZSC-846A/3900-DSB-003 | [28 empty] | 3900-DSB-003
| 3141-KY-846A |  | 3141-KD-846A | SOLENOID VALVE |  |  | DOR | DCS | Field | [7 empty] | NIS | 4503-VZ-DM-T31412007 |  |  | PDS-G4 | 3141-KY-846A/3900-DSB-004 | [28 empty] | 3900-DSB-004
| 3141-HSO-146A |  | 3141-KD-846A | HAND SWITCH |  |  | DIR | DCS | LP | [7 empty] | NIS | 4503-VZ-DM-T31412007 |  |  | PDS-G4 | 3141-HSO-146A/3140-DSB-002 | [28 empty] | 3140-DSB-002
| 3141-HSC-146A |  | 3141-KD-846A | HAND SWITCH |  |  | DIR | DCS | LP | [7 empty] | NIS | 4503-VZ-DM-T31412007 |  |  | PDS-G4 | 3141-HSC-146A/3140-DSB-002 | [28 empty] | 3140-DSB-002
| 3141-KZSO-846B |  | 3141-KD-846B | LIMIT SWITCH - OPEN |  |  | DIR | DCS | Field | [7 empty] | IS | 4503-VZ-DM-T31412007 |  |  | PDS-G4 | 3141-KZSO-846B/3900-DSB-003 | [28 empty] | 3900-DSB-003
| 3141-KZSC-846B |  | 3141-KD-846B | LIMIT SWITCH - CLOSE |  |  | DIR | DCS | Field | [7 empty] | IS | 4503-VZ-DM-T31412007 |  |  | PDS-G4 | 3141-KZSC-846B/3900-DSB-003 | [28 empty] | 3900-DSB-003
| 3141-KY-846B |  | 3141-KD-846B | SOLENOID VALVE |  |  | DOR | DCS | Field | [7 empty] | NIS | 4503-VZ-DM-T31412007 |  |  | PDS-G4 | 3141-KY-846B/3900-DSB-004 | [28 empty] | 3900-DSB-004
| 3141-HSO-146B |  | 3141-KD-846B | HAND SWITCH |  |  | DIR | DCS | LP | [7 empty] | NIS | 4503-VZ-DM-T31412007 |  |  | PDS-G4 | 3141-HSO-146B/3140-DSB-002 | [28 empty] | 3140-DSB-002
| 3141-HSC-146B |  | 3141-KD-846B | HAND SWITCH |  |  | DIR | DCS | LP | [7 empty] | NIS | 4503-VZ-DM-T31412007 |  |  | PDS-G4 | 3141-HSC-146B/3140-DSB-002 | [28 empty] | 3140-DSB-002
| 3141-KZSO-846C |  | 3141-KD-846C | LIMIT SWITCH - OPEN |  |  | DIR | DCS | Field | [7 empty] | IS | 4503-VZ-DM-T31412007 |  |  | PDS-G4 | 3141-KZSO-846C/3900-DSB-003 | [28 empty] | 3900-DSB-003
| 3141-KZSC-846C |  | 3141-KD-846C | LIMIT SWITCH - CLOSE |  |  | DIR | DCS | Field | [7 empty] | IS | 4503-VZ-DM-T31412007 |  |  | PDS-G4 | 3141-KZSC-846C/3900-DSB-003 | [28 empty] | 3900-DSB-003
| 3141-KY-846C |  | 3141-KD-846C | SOLENOID VALVE |  |  | DOR | DCS | Field | [7 empty] | NIS | 4503-VZ-DM-T31412007 |  |  | PDS-G4 | 3141-KY-846C/3900-DSB-004 | [28 empty] | 3900-DSB-004
| 3141-HSO-146C |  | 3141-KD-846C | HAND SWITCH |  |  | DIR | DCS | LP | [7 empty] | NIS | 4503-VZ-DM-T31412007 |  |  | PDS-G4 | 3141-HSO-146C/3140-DSB-002 | [28 empty] | 3140-DSB-002
| 3141-HSC-146C |  | 3141-KD-846C | HAND SWITCH |  |  | DIR | DCS | LP | [7 empty] | NIS | 4503-VZ-DM-T31412007 |  |  | PDS-G4 | 3141-HSC-146C/3140-DSB-002 | [28 empty] | 3140-DSB-002
| 3141-KZSO-846E |  | 3141-KD-846E | LIMIT SWITCH - OPEN |  |  | DIR | DCS | Field | [7 empty] | IS | 4503-VZ-DM-T31412007 |  |  | PDS-G4 | 3141-KZSO-846E/3900-DSB-003 | [28 empty] | 3900-DSB-003
| 3141-KZSC-846E |  | 3141-KD-846E | LIMIT SWITCH - CLOSE |  |  | DIR | DCS | Field | [7 empty] | IS | 4503-VZ-DM-T31412007 |  |  | PDS-G4 | 3141-KZSC-846E/3900-DSB-003 | [28 empty] | 3900-DSB-003
| 3141-KY-846E |  | 3141-KD-846E | SOLENOID VALVE |  |  | DOR | DCS | Field | [7 empty] | NIS | 4503-VZ-DM-T31412007 |  |  | PDS-G4 | 3141-KY-846E/3900-DSB-004 | [28 empty] | 3900-DSB-004
| 3141-HSO-146E |  | 3141-KD-846E | HAND SWITCH |  |  | DIR | DCS | LP | [7 empty] | NIS | 4503-VZ-DM-T31412007 |  |  | PDS-G4 | 3141-HSO-146E/3140-DSB-002 | [28 empty] | 3140-DSB-002
| 3141-HSC-146E |  | 3141-KD-846E | HAND SWITCH |  |  | DIR | DCS | LP | [7 empty] | NIS | 4503-VZ-DM-T31412007 |  |  | PDS-G4 | 3141-HSC-146E/3140-DSB-002 | [28 empty] | 3140-DSB-002
| 3141-KZSC-846G |  | 3141-KD-846G | LIMIT SWITCH - CLOSE |  |  | DIR | DCS | Field | [7 empty] | IS | 4503-VZ-DM-T31412007 |  |  | PDS-G4 | 3141-KZSC-846G/3900-DSB-003 | [28 empty] | 3900-DSB-003
| 3141-KZSO-846G |  | 3141-KD-846G | LIMIT SWITCH - OPEN |  |  | DIR | DCS | Field | [7 empty] | IS | 4503-VZ-DM-T31412007 |  |  | PDS-G4 | 3141-KZSO-846G/3900-DSB-003 | [28 empty] | 3900-DSB-003
| 3141-KY-846G |  | 3141-KD-846G | SOLENOID VALVE |  |  | DOR | DCS | Field | [7 empty] | NIS | 4503-VZ-DM-T31412007 |  |  | PDS-G4 | 3141-KY-846G/3900-DSB-004 | [28 empty] | 3900-DSB-004
| 3141-HSO-146G |  | 3141-KD-846G | HAND SWITCH |  |  | DIR | DCS | LP | [7 empty] | NIS | 4503-VZ-DM-T31412007 |  |  | PDS-G4 | 3141-HSO-146G/3140-DSB-002 | [28 empty] | 3140-DSB-002
| 3141-HSC-146G |  | 3141-KD-846G | HAND SWITCH |  |  | DIR | DCS | LP | [7 empty] | NIS | 4503-VZ-DM-T31412007 |  |  | PDS-G4 | 3141-HSC-146G/3140-DSB-002 | [28 empty] | 3140-DSB-002
| 3141-KZSC-846H |  | 3141-KD-846H | LIMIT SWITCH - CLOSE |  |  | DIR | DCS | Field | [7 empty] | IS | 4503-VZ-DM-T31412007 |  |  | PDS-G4 | 3141-KZSC-846H/3900-DSB-003 | [28 empty] | 3900-DSB-003
| 3141-KZSO-846H |  | 3141-KD-846H | LIMIT SWITCH - OPEN |  |  | DIR | DCS | Field | [7 empty] | IS | 4503-VZ-DM-T31412007 |  |  | PDS-G4 | 3141-KZSO-846H/3900-DSB-003 | [28 empty] | 3900-DSB-003
| 3141-KY-846H |  | 3141-KD-846H | SOLENOID VALVE |  |  | DOR | DCS | Field | [7 empty] | NIS | 4503-VZ-DM-T31412007 |  |  | PDS-G4 | 3141-KY-846H/3900-DSB-004 | [28 empty] | 3900-DSB-004
| 3141-HSO-146H |  | 3141-KD-846H | HAND SWITCH |  |  | DIR | DCS | LP | [7 empty] | NIS | 4503-VZ-DM-T31412007 |  |  | PDS-G4 | 3141-HSO-146H/3140-DSB-002 | [28 empty] | 3140-DSB-002
| 3141-HSC-146H |  | 3141-KD-846H | HAND SWITCH |  |  | DIR | DCS | LP | [7 empty] | NIS | 4503-VZ-DM-T31412007 |  |  | PDS-G4 | 3141-HSC-146H/3140-DSB-002 | [28 empty] | 3140-DSB-002
| 3141-KZSC-860J |  | 3141-KD-860J | LIMIT SWITCH - CLOSE |  |  | DIR | PDS | Field | [7 empty] | IS | 4503-VZ-DM-T31412004 |  |  | PDS-G2 | 3141-KZSC-860J/3900-PDSSB-002 | [28 empty] | 3900-PDSSB-002
| 3141-KZSO-860J |  | 3141-KD-860J | LIMIT SWITCH - OPEN |  |  | DIR | PDS | Field | [7 empty] | IS | 4503-VZ-DM-T31412004 |  |  | PDS-G2 | 3141-KZSO-860J/3900-PDSSB-002 | [28 empty] | 3900-PDSSB-002
| 3141-KY-860J |  | 3141-KD-860J | SOLENOID VALVE |  |  | DOR | PDS | Field | [7 empty] | NIS | 4503-VZ-DM-T31412004 |  |  | PDS-G2 | 3141-KY-860J/3900-PDSSB-001 | [28 empty] | 3900-PDSSB-001
| 3141-KZSC-860L |  | 3141-KD-860L | LIMIT SWITCH - CLOSE |  |  | DIR | PDS | Field | [7 empty] | IS | 4503-VZ-DM-T31412003 |  |  | PDS-G2 | 3141-KZSC-860L/3900-PDSSB-002 | [28 empty] | 3900-PDSSB-002
| 3141-KZSO-860L |  | 3141-KD-860L | LIMIT SWITCH - OPEN |  |  | DIR | PDS | Field | [7 empty] | IS | 4503-VZ-DM-T31412003 |  |  | PDS-G2 | 3141-KZSO-860L/3900-PDSSB-002 | [28 empty] | 3900-PDSSB-002
| 3141-KY-860L |  | 3141-KD-860L | SOLENOID VALVE |  |  | DOR | PDS | Field | [7 empty] | NIS | 4503-VZ-DM-T31412003 |  |  | PDS-G2 | 3141-KY-860L/3900-PDSSB-001 | [28 empty] | 3900-PDSSB-001
| 3141-KZSC-860P1 |  | 3141-KD-860P1 | LIMIT SWITCH - CLOSE |  |  | DIR | PDS | Field | [7 empty] | IS | 4503-VZ-DM-T31412004 |  |  | PDS-G2 | 3141-KZSC-860P1/3900-PDSSB-002 | [28 empty] | 3900-PDSSB-002
| 3141-KZSO-860P1 |  | 3141-KD-860P1 | LIMIT SWITCH - OPEN |  |  | DIR | PDS | Field | [7 empty] | IS | 4503-VZ-DM-T31412004 |  |  | PDS-G2 | 3141-KZSO-860P1/3900-PDSSB-002 | [28 empty] | 3900-PDSSB-002
| 3141-KY-860P1 |  | 3141-KD-860P1 | SOLENOID VALVE |  |  | DOR | PDS | Field | [7 empty] | NIS | 4503-VZ-DM-T31412004 |  |  | PDS-G2 | 3141-KY-860P1/3900-PDSSB-001 | [28 empty] | 3900-PDSSB-001
| 3141-KZSC-860P2 |  | 3141-KD-860P2 | LIMIT SWITCH - CLOSE |  |  | DIR | PDS | Field | [7 empty] | IS | 4503-VZ-DM-T31412004 |  |  | PDS-G2 | 3141-KZSC-860P2/3900-PDSSB-002 | [28 empty] | 3900-PDSSB-002
| 3141-KZSO-860P2 |  | 3141-KD-860P2 | LIMIT SWITCH - OPEN |  |  | DIR | PDS | Field | [7 empty] | IS | 4503-VZ-DM-T31412004 |  |  | PDS-G2 | 3141-KZSO-860P2/3900-PDSSB-002 | [28 empty] | 3900-PDSSB-002
| 3141-KY-860P2 |  | 3141-KD-860P2 | SOLENOID VALVE |  |  | DOR | PDS | Field | [7 empty] | NIS | 4503-VZ-DM-T31412004 |  |  | PDS-G2 | 3141-KY-860P2/3900-PDSSB-001 | [28 empty] | 3900-PDSSB-001
| 3141-KZSC-860P3 |  | 3141-KD-860P3 | LIMIT SWITCH - CLOSE |  |  | DIR | PDS | Field | [7 empty] | IS | 4503-VZ-DM-T31412004 |  |  | PDS-G2 | 3141-KZSC-860P3/3900-PDSSB-002 | [28 empty] | 3900-PDSSB-002
| 3141-KZSO-860P3 |  | 3141-KD-860P3 | LIMIT SWITCH - OPEN |  |  | DIR | PDS | Field | [7 empty] | IS | 4503-VZ-DM-T31412004 |  |  | PDS-G2 | 3141-KZSO-860P3/3900-PDSSB-002 | [28 empty] | 3900-PDSSB-002
| 3141-KY-860P3 |  | 3141-KD-860P3 | SOLENOID VALVE |  |  | DOR | PDS | Field | [7 empty] | NIS | 4503-VZ-DM-T31412004 |  |  | PDS-G2 | 3141-KY-860P3/3900-PDSSB-001 | [28 empty] | 3900-PDSSB-001
| 3141-KZSC-860R |  | 3141-KD-860R | LIMIT SWITCH - CLOSE |  |  | DIR | PDS | Field | [7 empty] | IS | 4503-VZ-DM-T31412004 |  |  | PDS-G2 | 3141-KZSC-860R/3900-PDSSB-002 | [28 empty] | 3900-PDSSB-002
| 3141-KZSO-860R |  | 3141-KD-860R | LIMIT SWITCH - OPEN |  |  | DIR | PDS | Field | [7 empty] | IS | 4503-VZ-DM-T31412004 |  |  | PDS-G2 | 3141-KZSO-860R/3900-PDSSB-002 | [28 empty] | 3900-PDSSB-002
| 3141-KY-860R |  | 3141-KD-860R | SOLENOID VALVE |  |  | DOR | PDS | Field | [7 empty] | NIS | 4503-VZ-DM-T31412004 |  |  | PDS-G2 | 3141-KY-860R/3900-PDSSB-001 | [28 empty] | 3900-PDSSB-001
| 3141-XL-860R |  | 3141-KD-860R | LAMP |  |  | DOR | DCS | Field | [7 empty] | NIS | 4503-VZ-DM-T31412003 |  |  | PDS-G2 | 3141-XL-860R/3140-DSB-002 | [28 empty] | 3140-DSB-002
| 3141-KY-810A |  | 3141-KZ-810A | SOLENOID VALVE |  |  | DOR | PDS | Field | [7 empty] | NIS | 4503-VZ-DM-T31412001 |  |  | PDS-G1 | 3141-KY-810A/3900-PDSSB-001 | [28 empty] | 3900-PDSSB-001
| 3141-KY-810B |  | 3141-KZ-810B | SOLENOID VALVE |  |  | DOR | PDS | Field | [7 empty] | NIS | 4503-VZ-DM-T31412001 |  |  | PDS-G1 | 3141-KY-810B/3900-PDSSB-001 | [28 empty] | 3900-PDSSB-001
| 3141-KY-810C |  | 3141-KZ-810C | SOLENOID VALVE |  |  | DOR | PDS | Field | [7 empty] | NIS | 4503-VZ-DM-T31412001 |  |  | PDS-G1 | 3141-KY-810C/3900-PDSSB-001 | [28 empty] | 3900-PDSSB-001
| 3141-KY-810D |  | 3141-KZ-810D | SOLENOID VALVE |  |  | DOR | PDS | Field | [7 empty] | NIS | 4503-VZ-DM-T31412001 |  |  | PDS-G1 | 3141-KY-810D/3900-PDSSB-001 | [28 empty] | 3900-PDSSB-001
| 3141-KZY-810E |  | 3141-KZ-810E | SOLENOID VALVE |  |  | DOR | SIS | Field | [7 empty] | NIS | 4503-VZ-DM-T31412002 |  |  | PDS-G1 | 3141-KZY-810E/3900-SSB-002 | [28 empty] | 3900-SSB-002
| 3141-KY-810E |  | 3141-KZ-810E | SOLENOID VALVE |  |  | DOR | PDS | Field | [7 empty] | NIS | 4503-VZ-DM-T31412002 |  |  | PDS-G1 | 3141-KY-810E/3900-PDSSB-001 | [28 empty] | 3900-PDSSB-001
| 3141-KY-810G |  | 3141-KZ-810G | SOLENOID VALVE |  |  | DOR | PDS | Field | [7 empty] | NIS | 4503-VZ-DM-T31412001 |  |  | PDS-G1 | 3141-KY-810G/3900-PDSSB-001 | [28 empty] | 3900-PDSSB-001
| 3141-KY-810H |  | 3141-KZ-810H | SOLENOID VALVE |  |  | DOR | PDS | Field | [7 empty] | NIS | 4503-VZ-DM-T31412001 |  |  | PDS-G1 | 3141-KY-810H/3900-PDSSB-001 | [28 empty] | 3900-PDSSB-001
| 3141-KY-820A |  | 3141-KZ-820A | SOLENOID VALVE |  |  | DOR | PDS | Field | [7 empty] | NIS | 4503-VZ-DM-T31412011 |  |  | PDS-G3 | 3141-KY-820A/3900-PDSSB-001 | [28 empty] | 3900-PDSSB-001
| 3153-PZT-463AP |  | 3153-PZ-463 P | PRESSURE TRANSMITTER |  |  | AIRH | SIS | LGB | [7 empty] | IS | 4503-GP-VD-BD008T3131PK5206049 |  | 31-PK-5206A | VRC_C1/3153-PZ-463_G1 | 3153-SJB-270/3900-SSB-004 | [28 empty] | 3900-SSB-004
| 3141-KY-820B |  | 3141-KZ-820B | SOLENOID VALVE |  |  | DOR | PDS | Field | [7 empty] | NIS | 4503-VZ-DM-T31412011 |  |  | PDS-G3 | 3141-KY-820B/3900-PDSSB-001 | [28 empty] | 3900-PDSSB-001
| 3141-KY-820C |  | 3141-KZ-820C | SOLENOID VALVE |  |  | DOR | PDS | Field | [7 empty] | NIS | 4503-VZ-DM-T31412011 |  |  | PDS-G3 | 3141-KY-820C/3900-PDSSB-001 | [28 empty] | 3900-PDSSB-001
| 3141-KY-820D |  | 3141-KZ-820D | SOLENOID VALVE |  |  | DOR | PDS | Field | [7 empty] | NIS | 4503-VZ-DM-T31412011 |  |  | PDS-G3 | 3141-KY-820D/3900-PDSSB-001 | [28 empty] | 3900-PDSSB-001
| 3141-KY-820E |  | 3141-KZ-820E | SOLENOID VALVE |  |  | DOR | PDS | Field | [7 empty] | NIS | 4503-VZ-DM-T31412012 |  |  | PDS-G3 | 3141-KY-820E/3900-PDSSB-001 | [28 empty] | 3900-PDSSB-001
| 3141-KZY-820E |  | 3141-KZ-820E | SOLENOID VALVE |  |  | DOR | SIS | Field | [7 empty] | NIS | 4503-VZ-DM-T31412012 |  |  | PDS-G3 | 3141-KZY-820E/3900-SSB-002 | [28 empty] | 3900-SSB-002
| 3141-KY-820G |  | 3141-KZ-820G | SOLENOID VALVE |  |  | DOR | PDS | Field | [7 empty] | NIS | 4503-VZ-DM-T31412011 |  |  | PDS-G3 | 3141-KY-820G/3900-PDSSB-001 | [28 empty] | 3900-PDSSB-001
| 3153-TT-688P |  | 3153-TD-688 P | TEMPERATURE TRANSM. -REMOTE MOUNT |  |  | AIRH | DCS | Field | [7 empty] | IS | 4503-GP-VD-BD008T3131PK5206049 |  | 31-PK-5206A |  | 3153-DJB-272/3900-DSB-016 | [28 empty] | 3900-DSB-016
| 3141-KY-820H |  | 3141-KZ-820H | SOLENOID VALVE |  |  | DOR | PDS | Field | [7 empty] | NIS | 4503-VZ-DM-T31412011 |  |  | PDS-G3 | 3141-KY-820H/3900-PDSSB-001 | [28 empty] | 3900-PDSSB-001
| 3141-KY-830A |  | 3141-KZ-830A | SOLENOID VALVE |  |  | DOR | PDS | Field | [7 empty] | NIS | 4503-VZ-DM-T31412013 |  |  | PDS-G4 | 3141-KY-830A/3900-PDSSB-001 | [28 empty] | 3900-PDSSB-001
| 3141-KY-830B |  | 3141-KZ-830B | SOLENOID VALVE |  |  | DOR | PDS | Field | [7 empty] | NIS | 4503-VZ-DM-T31412013 |  |  | PDS-G4 | 3141-KY-830B/3900-PDSSB-001 | [28 empty] | 3900-PDSSB-001
| 3141-KY-830C |  | 3141-KZ-830C | SOLENOID VALVE |  |  | DOR | PDS | Field | [7 empty] | NIS | 4503-VZ-DM-T31412013 |  |  | PDS-G4 | 3141-KY-830C/3900-PDSSB-001 | [28 empty] | 3900-PDSSB-001
| 3141-KY-830D |  | 3141-KZ-830D | SOLENOID VALVE |  |  | DOR | PDS | Field | [7 empty] | NIS | 4503-VZ-DM-T31412013 |  |  | PDS-G4 | 3141-KY-830D/3900-PDSSB-001 | [28 empty] | 3900-PDSSB-001
| 3141-KY-830E |  | 3141-KZ-830E | SOLENOID VALVE |  |  | DOR | PDS | Field | [7 empty] | NIS | 4503-VZ-DM-T31412014 |  |  | PDS-G4 | 3141-KY-830E/3900-PDSSB-001 | [28 empty] | 3900-PDSSB-001
| 3141-KZY-830E |  | 3141-KZ-830E | SOLENOID VALVE |  |  | DOR | SIS | Field | [7 empty] | NIS | 4503-VZ-DM-T31412014 |  |  | PDS-G4 | 3141-KZY-830E/3900-SSB-002 | [28 empty] | 3900-SSB-002
| 3141-KY-830G |  | 3141-KZ-830G | SOLENOID VALVE |  |  | DOR | PDS | Field | [7 empty] | NIS | 4503-VZ-DM-T31412013 |  |  | PDS-G4 | 3141-KY-830G/3900-PDSSB-001 | [28 empty] | 3900-PDSSB-001
| 3141-KY-830H |  | 3141-KZ-830H | SOLENOID VALVE |  |  | DOR | PDS | Field | [7 empty] | NIS | 4503-VZ-DM-T31412013 |  |  | PDS-G4 | 3141-KY-830H/3900-PDSSB-001 | [28 empty] | 3900-PDSSB-001
| 3141-KY-860A |  | 3141-KZ-860A | SOLENOID VALVE |  |  | DOR | PDS | Field | [7 empty] | NIS | 4503-VZ-DM-T31412003 |  |  | PDS-G2 | 3141-KY-860A/3900-PDSSB-001 | [28 empty] | 3900-PDSSB-001
| 3141-KY-860B |  | 3141-KZ-860B | SOLENOID VALVE |  |  | DOR | PDS | Field | [7 empty] | NIS | 4503-VZ-DM-T31412003 |  |  | PDS-G2 | 3141-KY-860B/3900-PDSSB-001 | [28 empty] | 3900-PDSSB-001
| 3141-KY-860C |  | 3141-KZ-860C | SOLENOID VALVE |  |  | DOR | PDS | Field | [7 empty] | NIS | 4503-VZ-DM-T31412003 |  |  | PDS-G2 | 3141-KY-860C/3900-PDSSB-001 | [28 empty] | 3900-PDSSB-001
| 3141-KY-860D |  | 3141-KZ-860D | SOLENOID VALVE |  |  | DOR | PDS | Field | [7 empty] | NIS | 4503-VZ-DM-T31412003 |  |  | PDS-G2 | 3141-KY-860D/3900-PDSSB-001 | [28 empty] | 3900-PDSSB-001
| 3141-KZY-860E |  | 3141-KZ-860E | SOLENOID VALVE |  |  | DOR | SIS | Field | [7 empty] | NIS | 4503-VZ-DM-T31412004 |  |  | PDS-G2 | 3141-KZY-860E/3900-SSB-002 | [28 empty] | 3900-SSB-002
| 3141-KY-860E |  | 3141-KZ-860E | SOLENOID VALVE |  |  | DOR | PDS | Field | [7 empty] | NIS | 4503-VZ-DM-T31412004 |  |  | PDS-G2 | 3141-KY-860E/3900-PDSSB-001 | [28 empty] | 3900-PDSSB-001
| 3153-FZIT-264P |  | 3153-FZ-264 P | FLOW IND. TRANSM. -MAGNETIC REMOTE MOUNT |  |  | AIRH | SIS | Field | [7 empty] | IS |  |  | 31-PK-5206A | VRC_C1 | 3153-SJB-270/3900-SSB-004 | [28 empty] | 3900-SSB-004
| 3141-KY-860G |  | 3141-KZ-860G | SOLENOID VALVE |  |  | DOR | PDS | Field | [7 empty] | NIS | 4503-VZ-DM-T31412003 |  |  | PDS-G2 | 3141-KY-860G/3900-PDSSB-001 | [28 empty] | 3900-PDSSB-001
| 3141-KY-860H |  | 3141-KZ-860H | SOLENOID VALVE |  |  | DOR | PDS | Field | [7 empty] | NIS | 4503-VZ-DM-T31412003 |  |  | PDS-G2 | 3141-KY-860H/3900-PDSSB-001 | [28 empty] | 3900-PDSSB-001
| 3141-LS-301 |  | 3141-LD-301 | LEVEL SWITCH - GAMMA RAY |  |  | AIRH | PDS | Field |  |  |  |  | 230 VAC |  |  | NIS | 4503-VZ-DM-T31412001 | 31-V-4101A |  | PDS-G1 | 3141-LS-301/3900-PDSSB-001 | [28 empty] | 3900-PDSSB-001
| 3141-LS-351 |  | 3141-LD-351 | LEVEL SWITCH - GAMMA RAY |  |  | AIRH | PDS | Field |  |  |  |  | 230 VAC |  |  | NIS | 4503-VZ-DM-T31412003 | 31-V-4101B |  | PDS-G2 | 3141-LS-351/3900-PDSSB-001 | [28 empty] | 3900-PDSSB-001
| 3141-LS-361 |  | 3141-LD-361 | LEVEL SWITCH - GAMMA RAY |  |  | AIRH | PDS | Field |  |  |  |  | 230 VAC |  |  | NIS | 4503-VZ-DM-T31412011 | 31-V-4101C |  | PDS-G3 | 3141-LS-361/3900-PDSSB-001 | [28 empty] | 3900-PDSSB-001
| 3141-LS-362 |  | 3141-LD-362 | LEVEL SWITCH - GAMMA RAY |  |  | AIRH | PDS | Field |  |  |  |  | 230 VAC |  |  | NIS | 4503-VZ-DM-T31412013 | 31-V-4101D |  | PDS-G4 | 3141-LS-362/3900-PDSSB-001 | [28 empty] | 3900-PDSSB-001
| 3141-PT-401 |  | 3141-PD-401 | PRESSURE TRANSM. - EXT. DIAP. WITH CAP. |  |  | AIRH | PDS | Field | [7 empty] | IS | 4503-VZ-DM-T31412001 | 31-V-4101A |  | PDS-G1 | 3141-PT-401/3900-PDSSB-002 | [28 empty] | 3900-PDSSB-002
| 3141-PT-402 |  | 3141-PD-402 | PRESSURE TRANSM. - EXT. DIAP. WITH CAP. |  |  | AIRH | PDS | Field | [7 empty] | IS | 4503-VZ-DM-T31412002 | 31-V-4103A |  | PDS-G1 | 3141-PT-402/3900-PDSSB-002 | [28 empty] | 3900-PDSSB-002
| 3141-PIT-403 |  | 3141-PD-403 | PRESSURE IND. TRANSMITTER |  |  | AIRH | DCS | Field | [7 empty] | IS | 4503-VZ-DM-T31412002 |  |  | PDS-G1 | 3141-PIT-403/3900-DSB-011 | [28 empty] | 3900-DSB-011
| 3141-PT-405 |  | 3141-PD-405 | PRESSURE TRANSM. - DIAPH. WITH CAPILLARY |  |  | AIRH | DCS | Field | [7 empty] | IS | 4503-VZ-DM-T31412005 | 31-SP-4107 |  | PDS-G1 | 3141-PT-405/3900-DSB-003 | [28 empty] | 3900-DSB-003
| 3141-PT-451 |  | 3141-PD-451 | PRESSURE TRANSM. - EXT. DIAP. WITH CAP. |  |  | AIRH | PDS | Field | [7 empty] | IS | 4503-VZ-DM-T31412003 | 31-V-4101B |  | PDS-G2 | 3141-PT-451/3900-PDSSB-002 | [28 empty] | 3900-PDSSB-002
| 3141-PT-452 |  | 3141-PD-452 | PRESSURE TRANSM. - EXT. DIAP. WITH CAP. |  |  | AIRH | PDS | Field | [7 empty] | IS | 4503-VZ-DM-T31412004 | 31-V-4103B |  | PDS-G2 | 3141-PT-452/3900-PDSSB-002 | [28 empty] | 3900-PDSSB-002
| 3141-PT-461 |  | 3141-PD-461 | PRESSURE TRANSM. - EXT. DIAP. WITH CAP. |  |  | AIRH | PDS | Field | [7 empty] | IS | 4503-VZ-DM-T31412011 | 31-V-4101C |  | PDS-G3 | 3141-PT-461/3900-PDSSB-002 | [28 empty] | 3900-PDSSB-002
| 3141-PT-472 |  | 3141-PD-472 | PRESSURE TRANSM. - EXT. DIAP. WITH CAP. |  |  | AIRH | PDS | Field | [7 empty] | IS | 4503-VZ-DM-T31412012 | 31-V-4103C |  | PDS-G3 | 3141-PT-472/3900-PDSSB-002 | [28 empty] | 3900-PDSSB-002
| 3141-PIT-473 |  | 3141-PD-473 | PRESSURE IND. TRANSMITTER |  |  | AIRH | DCS | Field | [7 empty] | IS | 4503-VZ-DM-T31412012 |  |  | PDS-G3 | 3141-PIT-473/3900-DSB-011 | [28 empty] | 3900-DSB-011
| 3141-PT-481 |  | 3141-PD-481 | PRESSURE TRANSM. - EXT. DIAP. WITH CAP. |  |  | AIRH | PDS | Field | [7 empty] | IS | 4503-VZ-DM-T31412013 | 31-V-4101D |  | PDS-G4 | 3141-PT-481/3900-PDSSB-002 | [28 empty] | 3900-PDSSB-002
| 3141-PT-492 |  | 3141-PD-492 | PRESSURE TRANSM. - EXT. DIAP. WITH CAP. |  |  | AIRH | PDS | Field | [7 empty] | IS | 4503-VZ-DM-T31412014 | 31-V-4103D |  | PDS-G4 | 3141-PT-492/3900-PDSSB-002 | [28 empty] | 3900-PDSSB-002
| 3141-PT-500 |  | 3141-PD-500 | PRESSURE TRANSM. - DIAPH. WITH CAPILLARY |  |  | AIRH | DCS | Field | [7 empty] | IS | 4503-VZ-DM-T31412007 | 31-SP-4111 |  | PDS-G4 | 3141-PT-500/3900-DSB-003 | [28 empty] | 3900-DSB-003
| 3141-PZT-404 |  | 3141-PZ-404 | PRESSURE TRANSM. - EXT. DIAP. WITH CAP. |  |  | AIRH | SIS | Field | [7 empty] | IS | 4503-VZ-DM-T31412002 | 31-V-4103A |  | PDS-G1 | 3141-PZT-404/3900-SSB-002 | [28 empty] | 3900-SSB-002
| 3141-PZT-454 |  | 3141-PZ-454 | PRESSURE TRANSM. - EXT. DIAP. WITH CAP. |  |  | AIRH | SIS | Field | [7 empty] | IS | 4503-VZ-DM-T31412004 | 31-V-4103B |  | PDS-G2 | 3141-PZT-454/3900-SSB-002 | [28 empty] | 3900-SSB-002
| 3141-PZT-474 |  | 3141-PZ-474 | PRESSURE TRANSM. - EXT. DIAP. WITH CAP. |  |  | AIRH | SIS | Field | [7 empty] | IS | 4503-VZ-DM-T31412012 | 31-V-4103C |  | PDS-G3 | 3141-PZT-474/3900-SSB-002 | [28 empty] | 3900-SSB-002
| 3141-PZT-494 |  | 3141-PZ-494 | PRESSURE TRANSM. - EXT. DIAP. WITH CAP. |  |  | AIRH | SIS | Field | [7 empty] | IS | 4503-VZ-DM-T31412014 | 31-V-4103D |  | PDS-G4 | 3141-PZT-494/3900-SSB-002 | [28 empty] | 3900-SSB-002
| 3141-TT-601 |  | 3141-TD-601 | TEMPERATURE TRANSM. - HEAD MOUNT |  |  | AIRH | DCS | Field | [7 empty] | IS | 4503-VZ-DM-T31412005 |  |  | PDS-G1 | 3141-TT-601/3900-DSB-003 | [28 empty] | 3900-DSB-003
| 3141-TY-601 |  | 3141-TD-601 | E/P POSITIONER |  |  | AORH | DCS | Field | [7 empty] | IS | 4503-VZ-DM-T31412005 |  |  | PDS-G1 | 3141-TY-601/3900-DSB-003 | [28 empty] | 3900-DSB-003
| 3141-XL-930 |  | 3141-XD-930 | LAMP |  |  | DOR | DCS | LP | [7 empty] | NIS | 4503-VZ-DM-T31412005 |  |  | PDS-G1 | 3141-XL-930/3900-DSB-004 | [28 empty] | 3900-DSB-004
| 3141-XL-976 |  | 3141-XD-976 | LAMP |  |  | DOR | DCS | LP | [7 empty] | NIS | 4503-VZ-DM-T31412007 |  |  | PDS-G4 | 3141-XL-976/3900-DSB-004 | [28 empty] | 3900-DSB-004
| 3142-FT-211 |  | 3142-FD-211 | FLOW TRANSMITTER - VORTEX |  |  | AIRH | DCS | Field | [7 empty] | IS | 4503-VZ-DM-T31422008 |  |  |  | 3142-FT-211/3900-DSB-011 | [28 empty] | 3900-DSB-011
| 3142-KZSC-808 |  | 3142-KD-808 | LIMIT SWITCH - CLOSE |  |  | DIR | DCS | Field | [7 empty] | IS | 4503-VZ-DM-T31422004 |  |  |  | 3142-KZSC-808/3900-DSB-012 | [28 empty] | 3900-DSB-012
| 3142-KZSO-808 |  | 3142-KD-808 | LIMIT SWITCH - OPEN |  |  | DIR | DCS | Field | [7 empty] | IS | 4503-VZ-DM-T31422004 |  |  |  | 3142-KZSO-808/3900-DSB-012 | [28 empty] | 3900-DSB-012
| 3142-KY-808 |  | 3142-KD-808 | SOLENOID VALVE |  |  | DOR | DCS | Field | [7 empty] | NIS | 4503-VZ-DM-T31422004 |  |  |  | 3142-KY-808/3900-DSB-014 | [28 empty] | 3900-DSB-014
| 3142-KZSC-809 |  | 3142-KD-809 | LIMIT SWITCH - CLOSE |  |  | DIR | DCS | Field | [7 empty] | IS | 4503-VZ-DM-T31422004 |  |  |  | 3142-KZSC-809/3900-DSB-012 | [28 empty] | 3900-DSB-012
| 3142-KZSO-809 |  | 3142-KD-809 | LIMIT SWITCH - OPEN |  |  | DIR | DCS | Field | [7 empty] | IS | 4503-VZ-DM-T31422004 |  |  |  | 3142-KZSO-809/3900-DSB-012 | [28 empty] | 3900-DSB-012
| 3142-KY-809 |  | 3142-KD-809 | SOLENOID VALVE |  |  | DOR | DCS | Field | [7 empty] | NIS | 4503-VZ-DM-T31422004 |  |  |  | 3142-KY-809/3900-DSB-014 | [28 empty] | 3900-DSB-014
| 3142-KZSC-810 |  | 3142-KD-810 | LIMIT SWITCH - CLOSE |  |  | DIR | DCS | Field | [7 empty] | IS | 4503-VZ-DM-T31422004 |  |  |  | 3142-KZSC-810/3900-DSB-012 | [28 empty] | 3900-DSB-012
| 3142-KZSO-810 |  | 3142-KD-810 | LIMIT SWITCH - OPEN |  |  | DIR | DCS | Field | [7 empty] | IS | 4503-VZ-DM-T31422004 |  |  |  | 3142-KZSO-810/3900-DSB-012 | [28 empty] | 3900-DSB-012
| 3142-KY-810 |  | 3142-KD-810 | SOLENOID VALVE |  |  | DOR | DCS | Field | [7 empty] | NIS | 4503-VZ-DM-T31422004 |  |  |  | 3142-KY-810/3900-DSB-014 | [28 empty] | 3900-DSB-014
| 3142-KZSC-811 |  | 3142-KD-811 | LIMIT SWITCH - CLOSE |  |  | DIR | DCS | Field | [7 empty] | IS | 4503-VZ-DM-T31422004 |  |  |  | 3142-KZSC-811/3900-DSB-012 | [28 empty] | 3900-DSB-012
| 3142-KZSO-811 |  | 3142-KD-811 | LIMIT SWITCH - OPEN |  |  | DIR | DCS | Field | [7 empty] | IS | 4503-VZ-DM-T31422004 |  |  |  | 3142-KZSO-811/3900-DSB-012 | [28 empty] | 3900-DSB-012
| 3142-KY-811 |  | 3142-KD-811 | SOLENOID VALVE |  |  | DOR | DCS | Field | [7 empty] | NIS | 4503-VZ-DM-T31422004 |  |  |  | 3142-KY-811/3900-DSB-014 | [28 empty] | 3900-DSB-014
| 3142-KZSC-812 |  | 3142-KD-812 | LIMIT SWITCH - CLOSE |  |  | DIR | DCS | Field | [7 empty] | IS | 4503-VZ-DM-T31422004 |  |  |  | 3142-KZSC-812/3900-DSB-012 | [28 empty] | 3900-DSB-012
| 3142-KZSO-812 |  | 3142-KD-812 | LIMIT SWITCH - OPEN |  |  | DIR | DCS | Field | [7 empty] | IS | 4503-VZ-DM-T31422004 |  |  |  | 3142-KZSO-812/3900-DSB-012 | [28 empty] | 3900-DSB-012
| 3142-KY-812 |  | 3142-KD-812 | SOLENOID VALVE |  |  | DOR | DCS | Field | [7 empty] | NIS | 4503-VZ-DM-T31422004 |  |  |  | 3142-KY-812/3900-DSB-014 | [28 empty] | 3900-DSB-014
| 3142-KZSC-813 |  | 3142-KD-813 | LIMIT SWITCH - CLOSE |  |  | DIR | DCS | Field | [7 empty] | IS | 4503-VZ-DM-T31422004 |  |  |  | 3142-KZSC-813/3900-DSB-012 | [28 empty] | 3900-DSB-012
| 3142-KZSO-813 |  | 3142-KD-813 | LIMIT SWITCH - OPEN |  |  | DIR | DCS | Field | [7 empty] | IS | 4503-VZ-DM-T31422004 |  |  |  | 3142-KZSO-813/3900-DSB-012 | [28 empty] | 3900-DSB-012
| 3142-KY-813 |  | 3142-KD-813 | SOLENOID VALVE |  |  | DOR | DCS | Field | [7 empty] | NIS | 4503-VZ-DM-T31422004 |  |  |  | 3142-KY-813/3900-DSB-014 | [28 empty] | 3900-DSB-014
| 3142-KZSC-814 |  | 3142-KD-814 | LIMIT SWITCH - CLOSE |  |  | DIR | DCS | Field | [7 empty] | IS | 4503-VZ-DM-T31422004 |  |  |  | 3142-KZSC-814/3900-DSB-012 | [28 empty] | 3900-DSB-012
| 3142-KZSO-814 |  | 3142-KD-814 | LIMIT SWITCH - OPEN |  |  | DIR | DCS | Field | [7 empty] | IS | 4503-VZ-DM-T31422004 |  |  |  | 3142-KZSO-814/3900-DSB-012 | [28 empty] | 3900-DSB-012
| 3142-KY-814 |  | 3142-KD-814 | SOLENOID VALVE |  |  | DOR | DCS | Field | [7 empty] | NIS | 4503-VZ-DM-T31422004 |  |  |  | 3142-KY-814/3900-DSB-014 | [28 empty] | 3900-DSB-014
| 3142-KZSC-838 |  | 3142-KD-838 | LIMIT SWITCH - CLOSE |  |  | DIR | DCS | Field | [7 empty] | IS | 4503-VZ-DM-T31422005 |  |  |  | 3142-KZSC-838/3900-DSB-012 | [28 empty] | 3900-DSB-012
| 3142-KZSO-838 |  | 3142-KD-838 | LIMIT SWITCH - OPEN |  |  | DIR | DCS | Field | [7 empty] | IS | 4503-VZ-DM-T31422005 |  |  |  | 3142-KZSO-838/3900-DSB-012 | [28 empty] | 3900-DSB-012
| 3142-KY-838 |  | 3142-KD-838 | SOLENOID VALVE |  |  | DOR | DCS | Field | [7 empty] | NIS | 4503-VZ-DM-T31422005 |  |  |  | 3142-KY-838/3900-DSB-014 | [28 empty] | 3900-DSB-014
| 3142-KZSC-839 |  | 3142-KD-839 | LIMIT SWITCH - CLOSE |  |  | DIR | DCS | Field | [7 empty] | IS | 4503-VZ-DM-T31422005 |  |  |  | 3142-KZSC-839/3900-DSB-012 | [28 empty] | 3900-DSB-012
| 3142-KZSO-839 |  | 3142-KD-839 | LIMIT SWITCH - OPEN |  |  | DIR | DCS | Field | [7 empty] | IS | 4503-VZ-DM-T31422005 |  |  |  | 3142-KZSO-839/3900-DSB-012 | [28 empty] | 3900-DSB-012
| 3142-KY-839 |  | 3142-KD-839 | SOLENOID VALVE |  |  | DOR | DCS | Field | [7 empty] | NIS | 4503-VZ-DM-T31422005 |  |  |  | 3142-KY-839/3900-DSB-014 | [28 empty] | 3900-DSB-014
| 3142-KZSC-840 |  | 3142-KD-840 | LIMIT SWITCH - CLOSE |  |  | DIR | DCS | Field | [7 empty] | IS | 4503-VZ-DM-T31422005 |  |  |  | 3142-KZSC-840/3900-DSB-012 | [28 empty] | 3900-DSB-012
| 3142-KZSO-840 |  | 3142-KD-840 | LIMIT SWITCH - OPEN |  |  | DIR | DCS | Field | [7 empty] | IS | 4503-VZ-DM-T31422005 |  |  |  | 3142-KZSO-840/3900-DSB-012 | [28 empty] | 3900-DSB-012
| 3142-KY-840 |  | 3142-KD-840 | SOLENOID VALVE |  |  | DOR | DCS | Field | [7 empty] | NIS | 4503-VZ-DM-T31422005 |  |  |  | 3142-KY-840/3900-DSB-014 | [28 empty] | 3900-DSB-014
| 3142-KZSC-841 |  | 3142-KD-841 | LIMIT SWITCH - CLOSE |  |  | DIR | DCS | Field | [7 empty] | IS | 4503-VZ-DM-T31422005 |  |  |  | 3142-KZSC-841/3900-DSB-012 | [28 empty] | 3900-DSB-012
| 3142-KZSO-841 |  | 3142-KD-841 | LIMIT SWITCH - OPEN |  |  | DIR | DCS | Field | [7 empty] | IS | 4503-VZ-DM-T31422005 |  |  |  | 3142-KZSO-841/3900-DSB-012 | [28 empty] | 3900-DSB-012
| 3142-KY-841 |  | 3142-KD-841 | SOLENOID VALVE |  |  | DOR | DCS | Field | [7 empty] | NIS | 4503-VZ-DM-T31422005 |  |  |  | 3142-KY-841/3900-DSB-014 | [28 empty] | 3900-DSB-014
| 3142-KZSC-842 |  | 3142-KD-842 | LIMIT SWITCH - CLOSE |  |  | DIR | DCS | Field | [7 empty] | IS | 4503-VZ-DM-T31422005 |  |  |  | 3142-KZSC-842/3900-DSB-012 | [28 empty] | 3900-DSB-012
| 3142-KZSO-842 |  | 3142-KD-842 | LIMIT SWITCH - OPEN |  |  | DIR | DCS | Field | [7 empty] | IS | 4503-VZ-DM-T31422005 |  |  |  | 3142-KZSO-842/3900-DSB-012 | [28 empty] | 3900-DSB-012
| 3142-KY-842 |  | 3142-KD-842 | SOLENOID VALVE |  |  | DOR | DCS | Field | [7 empty] | NIS | 4503-VZ-DM-T31422005 |  |  |  | 3142-KY-842/3900-DSB-014 | [28 empty] | 3900-DSB-014
| 3142-KZSC-843 |  | 3142-KD-843 | LIMIT SWITCH - CLOSE |  |  | DIR | DCS | Field | [7 empty] | IS | 4503-VZ-DM-T31422005 |  |  |  | 3142-KZSC-843/3900-DSB-012 | [28 empty] | 3900-DSB-012
| 3142-KZSO-843 |  | 3142-KD-843 | LIMIT SWITCH - OPEN |  |  | DIR | DCS | Field | [7 empty] | IS | 4503-VZ-DM-T31422005 |  |  |  | 3142-KZSO-843/3900-DSB-012 | [28 empty] | 3900-DSB-012
| 3142-KY-843 |  | 3142-KD-843 | SOLENOID VALVE |  |  | DOR | DCS | Field | [7 empty] | NIS | 4503-VZ-DM-T31422005 |  |  |  | 3142-KY-843/3900-DSB-014 | [28 empty] | 3900-DSB-014
| 3142-KZSC-844 |  | 3142-KD-844 | LIMIT SWITCH - CLOSE |  |  | DIR | DCS | Field | [7 empty] | IS | 4503-VZ-DM-T31422005 |  |  |  | 3142-KZSC-844/3900-DSB-012 | [28 empty] | 3900-DSB-012
| 3142-KZSO-844 |  | 3142-KD-844 | LIMIT SWITCH - OPEN |  |  | DIR | DCS | Field | [7 empty] | IS | 4503-VZ-DM-T31422005 |  |  |  | 3142-KZSO-844/3900-DSB-012 | [28 empty] | 3900-DSB-012
| 3142-KY-844 |  | 3142-KD-844 | SOLENOID VALVE |  |  | DOR | DCS | Field | [7 empty] | NIS | 4503-VZ-DM-T31422005 |  |  |  | 3142-KY-844/3900-DSB-014 | [28 empty] | 3900-DSB-014
| 3142-KY-868 |  | 3142-KD-868 | SOLENOID VALVE |  |  | DOR | DCS | Field | [7 empty] | NIS | 4503-VZ-DM-T31422006 |  |  |  | 3142-KY-868/3900-DSB-014 | [28 empty] | 3900-DSB-014
| 3142-KZSC-868 |  | 3142-KD-868 | LIMIT SWITCH - CLOSE |  |  | DIR | DCS | Field | [7 empty] | IS | 4503-VZ-DM-T31422006 |  |  |  | 3142-KZSC-868/3900-DSB-012 | [28 empty] | 3900-DSB-012
| 3142-KZSO-868 |  | 3142-KD-868 | LIMIT SWITCH - OPEN |  |  | DIR | DCS | Field | [7 empty] | IS | 4503-VZ-DM-T31422006 |  |  |  | 3142-KZSO-868/3900-DSB-012 | [28 empty] | 3900-DSB-012
| 3142-KZSC-869 |  | 3142-KD-869 | LIMIT SWITCH - CLOSE |  |  | DIR | DCS | Field | [7 empty] | IS | 4503-VZ-DM-T31422006 |  |  |  | 3142-KZSC-869/3900-DSB-012 | [28 empty] | 3900-DSB-012
| 3142-KZSO-869 |  | 3142-KD-869 | LIMIT SWITCH - OPEN |  |  | DIR | DCS | Field | [7 empty] | IS | 4503-VZ-DM-T31422006 |  |  |  | 3142-KZSO-869/3900-DSB-012 | [28 empty] | 3900-DSB-012
| 3142-KY-869 |  | 3142-KD-869 | SOLENOID VALVE |  |  | DOR | DCS | Field | [7 empty] | NIS | 4503-VZ-DM-T31422006 |  |  |  | 3142-KY-869/3900-DSB-014 | [28 empty] | 3900-DSB-014
| 3142-KZSC-870 |  | 3142-KD-870 | LIMIT SWITCH - CLOSE |  |  | DIR | DCS | Field | [7 empty] | IS | 4503-VZ-DM-T31422006 |  |  |  | 3142-KZSC-870/3900-DSB-012 | [28 empty] | 3900-DSB-012
| 3142-KZSO-870 |  | 3142-KD-870 | LIMIT SWITCH - OPEN |  |  | DIR | DCS | Field | [7 empty] | IS | 4503-VZ-DM-T31422006 |  |  |  | 3142-KZSO-870/3900-DSB-012 | [28 empty] | 3900-DSB-012
| 3142-KY-870 |  | 3142-KD-870 | SOLENOID VALVE |  |  | DOR | DCS | Field | [7 empty] | NIS | 4503-VZ-DM-T31422006 |  |  |  | 3142-KY-870/3900-DSB-014 | [28 empty] | 3900-DSB-014
| 3142-KZSC-871 |  | 3142-KD-871 | LIMIT SWITCH - CLOSE |  |  | DIR | DCS | Field | [7 empty] | IS | 4503-VZ-DM-T31422006 |  |  |  | 3142-KZSC-871/3900-DSB-012 | [28 empty] | 3900-DSB-012
| 3142-KZSO-871 |  | 3142-KD-871 | LIMIT SWITCH - OPEN |  |  | DIR | DCS | Field | [7 empty] | IS | 4503-VZ-DM-T31422006 |  |  |  | 3142-KZSO-871/3900-DSB-012 | [28 empty] | 3900-DSB-012
| 3142-KY-871 |  | 3142-KD-871 | SOLENOID VALVE |  |  | DOR | DCS | Field | [7 empty] | NIS | 4503-VZ-DM-T31422006 |  |  |  | 3142-KY-871/3900-DSB-014 | [28 empty] | 3900-DSB-014
| 3142-KZSC-872 |  | 3142-KD-872 | LIMIT SWITCH - CLOSE |  |  | DIR | DCS | Field | [7 empty] | IS | 4503-VZ-DM-T31422006 |  |  |  | 3142-KZSC-872/3900-DSB-012 | [28 empty] | 3900-DSB-012
| 3142-KZSO-872 |  | 3142-KD-872 | LIMIT SWITCH - OPEN |  |  | DIR | DCS | Field | [7 empty] | IS | 4503-VZ-DM-T31422006 |  |  |  | 3142-KZSO-872/3900-DSB-012 | [28 empty] | 3900-DSB-012
| 3142-KY-872 |  | 3142-KD-872 | SOLENOID VALVE |  |  | DOR | DCS | Field | [7 empty] | NIS | 4503-VZ-DM-T31422006 |  |  |  | 3142-KY-872/3900-DSB-014 | [28 empty] | 3900-DSB-014
| 3142-KZSC-873 |  | 3142-KD-873 | LIMIT SWITCH - CLOSE |  |  | DIR | DCS | Field | [7 empty] | IS | 4503-VZ-DM-T31422006 |  |  |  | 3142-KZSC-873/3900-DSB-012 | [28 empty] | 3900-DSB-012
| 3142-KZSO-873 |  | 3142-KD-873 | LIMIT SWITCH - OPEN |  |  | DIR | DCS | Field | [7 empty] | IS | 4503-VZ-DM-T31422006 |  |  |  | 3142-KZSO-873/3900-DSB-012 | [28 empty] | 3900-DSB-012
| 3142-KY-873 |  | 3142-KD-873 | SOLENOID VALVE |  |  | DOR | DCS | Field | [7 empty] | NIS | 4503-VZ-DM-T31422006 |  |  |  | 3142-KY-873/3900-DSB-014 | [28 empty] | 3900-DSB-014
| 3142-KZSC-874 |  | 3142-KD-874 | LIMIT SWITCH - CLOSE |  |  | DIR | DCS | Field | [7 empty] | IS | 4503-VZ-DM-T31422006 |  |  |  | 3142-KZSC-874/3900-DSB-013 | [28 empty] | 3900-DSB-013
| 3142-KZSO-874 |  | 3142-KD-874 | LIMIT SWITCH - OPEN |  |  | DIR | DCS | Field | [7 empty] | IS | 4503-VZ-DM-T31422006 |  |  |  | 3142-KZSO-874/3900-DSB-013 | [28 empty] | 3900-DSB-013
| 3142-KY-874 |  | 3142-KD-874 | SOLENOID VALVE |  |  | DOR | DCS | Field | [7 empty] | NIS | 4503-VZ-DM-T31422006 |  |  |  | 3142-KY-874/3900-DSB-014 | [28 empty] | 3900-DSB-014
| 3142-LS-301 |  | 3142-LD-301 | LEVEL SWITCH - GAMMA RAY |  |  | AIRH | DCS | Field |  |  |  |  | 230 VAC |  |  | NIS | 4503-VZ-DM-T31422001 | 31-PK-4236A |  |  | 3142-LS-301/3140-DSB-002 | [28 empty] | 3140-DSB-002
| 3142-LS-302 |  | 3142-LD-302 | LEVEL SWITCH - GAMMA RAY |  |  | AIRH | DCS | Field |  |  |  |  | 230 VAC |  |  | NIS | 4503-VZ-DM-T31422004 | 31-V-4240A |  |  | 3142-LS-302/3140-DSB-002 | [28 empty] | 3140-DSB-002
| 3142-LS-331 |  | 3142-LD-331 | LEVEL SWITCH - GAMMA RAY |  |  | AIRH | DCS | Field |  |  |  |  | 230 VAC |  |  | NIS | 4503-VZ-DM-T31422002 | 31-PK-4236B |  |  | 3142-LS-331/3140-DSB-002 | [28 empty] | 3140-DSB-002
| 3142-LS-332 |  | 3142-LD-332 | LEVEL SWITCH - GAMMA RAY |  |  | AIRH | DCS | Field |  |  |  |  | 230 VAC |  |  | NIS | 4503-VZ-DM-T31422005 | 31-V-4240B |  |  | 3142-LS-332/3140-DSB-002 | [28 empty] | 3140-DSB-002
| 3142-LS-361 |  | 3142-LD-361 | LEVEL SWITCH - GAMMA RAY |  |  | AIRH | DCS | Field |  |  |  |  | 230 VAC |  |  | NIS | 4503-VZ-DM-T31422003 | 31-PK-4236C |  |  | 3142-LS-361/3140-DSB-002 | [28 empty] | 3140-DSB-002
| 3142-LS-362 |  | 3142-LD-362 | LEVEL SWITCH - GAMMA RAY |  |  | AIRH | DCS | Field |  |  |  |  | 230 VAC |  |  | NIS | 4503-VZ-DM-T31422006 | 31-V-4240C |  |  | 3142-LS-362/3140-DSB-002 | [28 empty] | 3140-DSB-002
| 3142-PT-412 |  | 3142-PD-412 | PRESSURE TRANSMITTER |  |  | AIRH | DCS | Field | [7 empty] | IS | 4503-VZ-DM-T31422004 | 31-V-4240A |  |  | 3142-PT-412/3900-DSB-011 | [28 empty] | 3900-DSB-011
| 3142-PDIT-413 |  | 3142-PD-413 | PRESSURE DIFFERENTIAL IND XMTR |  |  | AIRH | DCS | Field | [7 empty] | IS | 4503-VZ-DM-T31422004 | 31-V-4240A |  |  | 3142-PDIT-413/3900-DSB-013 | [28 empty] | 3900-DSB-013
| 3142-PT-442 |  | 3142-PD-442 | PRESSURE TRANSMITTER |  |  | AIRH | DCS | Field | [7 empty] | IS | 4503-VZ-DM-T31422005 | 31-V-4240B |  |  | 3142-PT-442/3900-DSB-011 | [28 empty] | 3900-DSB-011
| 3142-PDIT-443 |  | 3142-PD-443 | PRESSURE DIFFERENTIAL IND XMTR |  |  | AIRH | DCS | Field | [7 empty] | IS | 4503-VZ-DM-T31422005 | 31-V-4240B |  |  | 3142-PDIT-443/3900-DSB-013 | [28 empty] | 3900-DSB-013
| 3142-PT-472 |  | 3142-PD-472 | PRESSURE TRANSMITTER |  |  | AIRH | DCS | Field | [7 empty] | IS | 4503-VZ-DM-T31422006 | 31-V-4240C |  |  | 3142-PT-472/3900-DSB-011 | [28 empty] | 3900-DSB-011
| 3142-PDIT-473 |  | 3142-PD-473 | PRESSURE DIFFERENTIAL IND XMTR |  |  | AIRH | DCS | Field | [7 empty] | IS | 4503-VZ-DM-T31422006 | 31-V-4240C |  |  | 3142-PDIT-473/3900-DSB-013 | [28 empty] | 3900-DSB-013
| 3142-TT-601 |  | 3142-TD-601 | TEMPERATURE TRANSM. - HEAD MOUNT |  |  | AIRH | DCS | Field | [7 empty] | IS | 4503-VZ-DM-T31422007 | 31-F-4201 |  |  | 3142-TT-601/3900-DSB-011 | [28 empty] | 3900-DSB-011
| 3142-XZSC-815 |  | 3142-XD-815 | LIMIT SWITCH - CLOSE |  |  | DIR | DCS | Field | [7 empty] | IS | 4503-VZ-DM-T31422008 |  |  |  | 3142-XZSC-815/3900-DSB-013 | [28 empty] | 3900-DSB-013
| 3142-XZSO-815 |  | 3142-XD-815 | LIMIT SWITCH - OPEN |  |  | DIR | DCS | Field | [7 empty] | IS | 4503-VZ-DM-T31422008 |  |  |  | 3142-XZSO-815/3900-DSB-013 | [28 empty] | 3900-DSB-013
| 3142-XY-815 |  | 3142-XD-815 | SOLENOID VALVE |  |  | DOR | DCS | Field | [7 empty] | NIS | 4503-VZ-DM-T31422008 |  |  |  | 3142-XY-815/3900-DSB-014 | [28 empty] | 3900-DSB-014
| 3143-FIT-202 |  | 3143-FD-202 | FLOW IND.TRANSM. - CORIOLIS REMOTE MOUNT |  |  | AIRH | DCS | Field |  |  |  |  | 230 VAC |  |  | IS | 4503-VZ-DM-T31432008 |  |  |  | 3143-FIT-202/3900-DSB-013 | [28 empty] | 3900-DSB-013
| 3143-TT-602 |  | 3143-FD-202 | TEMPERATURE TRANSMITTER |  |  | AIRH | DCS | Field | [7 empty] | IS | 4503-VZ-DM-T31432008 |  |  |  | 3143-TT-602/3900-DSB-013 | [28 empty] | 3900-DSB-013
| 3143-FT-203 |  | 3143-FD-203 | FLOW TRANSMITTER - CORIOLIS |  |  | AIRH | DCS | Field |  |  |  |  | 230 VAC |  |  | IS | 4503-VZ-DM-T31432004 |  |  |  | 3143-FT-203/3900-DSB-013 | [28 empty] | 3900-DSB-013
| 3143-FY-203 |  | 3143-FD-203 | E/P POSITIONER |  |  | AORH | DCS | Field | [7 empty] | IS | 4503-VZ-DM-T31432004 |  |  |  | 3143-FY-203/3900-DSB-013 | [28 empty] | 3900-DSB-013
| 3143-FIT-204 |  | 3143-FD-204 | FLOW IND.TRANSM. - CORIOLIS REMOTE MOUNT |  |  | AIRH | DCS | Field |  |  |  |  | 230 VAC |  |  | IS | 4503-VZ-DM-T31432002 |  |  |  | 3143-FIT-204/3900-DSB-013 | [28 empty] | 3900-DSB-013
| 3143-TT-603 |  | 3143-FD-204 | TEMPERATURE TRANSMITTER |  |  | AIRH | DCS | Field | [7 empty] | IS | 4503-VZ-DM-T31432002 |  |  |  | 3143-TT-603/3900-DSB-013 | [28 empty] | 3900-DSB-013
| 3143-FIT-205 |  | 3143-FD-205 | FLOW IND.TRANSM. - CORIOLIS REMOTE MOUNT |  |  | AIRH | DCS | Field |  |  |  |  | 230 VAC |  |  | IS | 4503-VZ-DM-T31432002 |  |  |  | 3143-FIT-205/3900-DSB-013 | [28 empty] | 3900-DSB-013
| 3143-TT-604 |  | 3143-FD-205 | TEMPERATURE TRANSMITTER |  |  | AIRH | DCS | Field | [7 empty] | IS | 4503-VZ-DM-T31432002 |  |  |  | 3143-TT-604/3900-DSB-013 | [28 empty] | 3900-DSB-013
| 3143-HS-105A |  | 3143-HD-105 | HAND SWITCH |  |  | DIR | DCS | Field | [7 empty] | NIS | 4503-VZ-DM-T31432002 |  |  |  | 3143-HS-105A/3900-DSB-014 | [28 empty] | 3900-DSB-014
| 3143-HS-105B |  | 3143-HD-105 | HAND SWITCH |  |  | DIR | DCS | Field | [7 empty] | NIS | 4503-VZ-DM-T31432002 |  |  |  | 3143-HS-105B/3900-DSB-014 | [28 empty] | 3900-DSB-014
| 3143-KZSS-801 |  | 3143-KD-801 | LIMIT SWITCH - STRAIGHT |  |  | DIR | DCS | Field | [7 empty] | IS | 4503-VZ-DM-T31432003 |  |  |  | 3143-KZSS-801/3900-DSB-013 | [28 empty] | 3900-DSB-013
| 3143-KZSD-801 |  | 3143-KD-801 | LIMIT SWITCH - DIVERT |  |  | DIR | DCS | Field | [7 empty] | IS | 4503-VZ-DM-T31432003 |  |  |  | 3143-KZSD-801/3900-DSB-013 | [28 empty] | 3900-DSB-013
| 3143-KY-801 |  | 3143-KD-801 | SOLENOID VALVE |  |  | DOR | DCS | Field | [7 empty] | NIS | 4503-VZ-DM-T31432003 |  |  |  | 3143-KY-801/3900-DSB-014 | [28 empty] | 3900-DSB-014
| 3143-KZSD-802 |  | 3143-KD-802 | LIMIT SWITCH - DIVERT |  |  | DIR | DCS | Field | [7 empty] | IS | 4503-VZ-DM-T31432004 |  |  |  | 3143-KZSD-802/3900-DSB-013 | [28 empty] | 3900-DSB-013
| 3143-KZSS-802 |  | 3143-KD-802 | LIMIT SWITCH - STRAIGHT |  |  | DIR | DCS | Field | [7 empty] | IS | 4503-VZ-DM-T31432004 |  |  |  | 3143-KZSS-802/3900-DSB-013 | [28 empty] | 3900-DSB-013
| 3143-KY-802 |  | 3143-KD-802 | SOLENOID VALVE |  |  | DOR | DCS | Field | [7 empty] | NIS | 4503-VZ-DM-T31432004 |  |  |  | 3143-KY-802/3900-DSB-014 | [28 empty] | 3900-DSB-014
| 3143-KZSC-803 |  | 3143-KD-803 | LIMIT SWITCH - CLOSE |  |  | DIR | DCS | Field | [7 empty] | IS | 4503-VZ-DM-T31432004 |  |  |  | 3143-KZSC-803/3900-DSB-013 | [28 empty] | 3900-DSB-013
| 3143-KZSO-803 |  | 3143-KD-803 | LIMIT SWITCH - OPEN |  |  | DIR | DCS | Field | [7 empty] | IS | 4503-VZ-DM-T31432004 |  |  |  | 3143-KZSO-803/3900-DSB-013 | [28 empty] | 3900-DSB-013
| 3143-KY-803 |  | 3143-KD-803 | SOLENOID VALVE |  |  | DOR | DCS | Field | [7 empty] | NIS | 4503-VZ-DM-T31432004 |  |  |  | 3143-KY-803/3900-DSB-014 | [28 empty] | 3900-DSB-014
| 3143-HS-803 |  | 3143-KD-803 | HAND SWITCH |  |  | DIR | DCS | Field | [7 empty] | NIS | 4503-VZ-DM-T31432004 |  |  |  | 3143-HS-803/3900-DSB-014 | [28 empty] | 3900-DSB-014
| 3143-KY-804 |  | 3143-KD-804 | SOLENOID VALVE |  |  | DOR | DCS | Field | [7 empty] | NIS | 4503-VZ-DM-T31432003 |  |  |  | 3143-KY-804/3900-DSB-014 | [28 empty] | 3900-DSB-014
| 3143-KZSC-804 |  | 3143-KD-804 | LIMIT SWITCH - CLOSE |  |  | DIR | DCS | Field | [7 empty] | IS | 4503-VZ-DM-T31432003 |  |  |  | 3143-KZSC-804/3900-DSB-013 | [28 empty] | 3900-DSB-013
| 3143-KZSO-804 |  | 3143-KD-804 | LIMIT SWITCH - OPEN |  |  | DIR | DCS | Field | [7 empty] | IS | 4503-VZ-DM-T31432003 |  |  |  | 3143-KZSO-804/3900-DSB-013 | [28 empty] | 3900-DSB-013
| 3143-KZSO-805 |  | 3143-KD-805 | LIMIT SWITCH - OPEN |  |  | DIR | DCS | Field | [7 empty] | IS | 4503-VZ-DM-T31432003 |  |  |  | 3143-KZSO-805/3900-DSB-013 | [28 empty] | 3900-DSB-013
| 3143-KZSC-805 |  | 3143-KD-805 | LIMIT SWITCH - CLOSE |  |  | DIR | DCS | Field | [7 empty] | IS | 4503-VZ-DM-T31432003 |  |  |  | 3143-KZSC-805/3900-DSB-013 | [28 empty] | 3900-DSB-013
| 3143-KY-805 |  | 3143-KD-805 | SOLENOID VALVE |  |  | DOR | DCS | Field | [7 empty] | NIS | 4503-VZ-DM-T31432003 |  |  |  | 3143-KY-805/3900-DSB-014 | [28 empty] | 3900-DSB-014
| 3143-KZSD-806 |  | 3143-KD-806 | LIMIT SWITCH - DIVERT |  |  | DIR | DCS | Field | [7 empty] | IS | 4503-VZ-DM-T31432004 |  |  |  | 3143-KZSD-806/3900-DSB-013 | [28 empty] | 3900-DSB-013
| 3143-KZSS-806 |  | 3143-KD-806 | LIMIT SWITCH - STRAIGHT |  |  | DIR | DCS | Field | [7 empty] | IS | 4503-VZ-DM-T31432004 |  |  |  | 3143-KZSS-806/3900-DSB-013 | [28 empty] | 3900-DSB-013
| 3143-KY-806 |  | 3143-KD-806 | SOLENOID VALVE |  |  | DOR | DCS | Field | [7 empty] | NIS | 4503-VZ-DM-T31432004 |  |  |  | 3143-KY-806/3900-DSB-014 | [28 empty] | 3900-DSB-014
| 3143-LT-301 |  | 3143-LD-301 | LEVEL TRANSM. - DP DIAPHRAGM CAPILLARY |  |  | AIRH | DCS | Field | [7 empty] | IS | 4503-VZ-DM-T31432007 | 31-V-4345 |  |  | 3143-LT-301/3900-DSB-011 | [28 empty] | 3900-DSB-011
| 3143-XA-301B |  | 3143-LD-301 | HORN |  |  | DOR | DCS | Field | [7 empty] | NIS | 4503-VZ-DM-T31432007 |  |  |  | 3143-XA-301B/3900-DSB-006 | [28 empty] | 3900-DSB-006
| 3143-XL-301B |  | 3143-LD-301 | LAMP |  |  | DOR | DCS | Field | [7 empty] | NIS | 4503-VZ-DM-T31432007 |  |  |  | 3143-XL-301B/3900-DSB-006 | [28 empty] | 3900-DSB-006
| 3143-LSH-302 |  | 3143-LD-302 | LEVEL SWITCH - TUNNING FORK |  |  | DIR | DCS | Field | [7 empty] | IS | 4503-VZ-DM-T31432007 | 31-V-4345 |  |  | 3143-LSH-302/3900-DSB-011 | [28 empty] | 3900-DSB-011
| 3143-XA-302A |  | 3143-LD-302 | HORN |  |  | DOR | DCS | Field | [7 empty] | NIS | 4503-VZ-DM-T31432007 |  |  |  | 3143-XA-302A/3900-DSB-006 | [28 empty] | 3900-DSB-006
| 3143-XL-302B |  | 3143-LD-302 | LAMP |  |  | DOR | DCS | Field | [7 empty] | NIS | 4503-VZ-DM-T31432007 |  |  |  | 3143-XL-302B/3900-DSB-006 | [28 empty] | 3900-DSB-006
| 3143-LT-303 |  | 3143-LD-303 | LEVEL TRANSM. - DP DIAPHRAGM CAPILLARY |  |  | AIRH | DCS | Field | [7 empty] | IS | 4503-VZ-DM-T31432008 | 31-V-4350 |  |  | 3143-LT-303/3900-DSB-011 | [28 empty] | 3900-DSB-011
| 3143-XA-303B |  | 3143-LD-303 | HORN |  |  | DOR | DCS | Field | [7 empty] | NIS | 4503-VZ-DM-T31432008 |  |  |  | 3143-XA-303B/3140-DSB-002 | [28 empty] | 3140-DSB-002
| 3143-XL-303B |  | 3143-LD-303 | LAMP |  |  | DOR | DCS | Field | [7 empty] | NIS | 4503-VZ-DM-T31432008 |  |  |  | 3143-XL-303B/3900-DSB-014 | [28 empty] | 3900-DSB-014
| 3143-LT-304 |  | 3143-LD-304 | LEVEL TRANSMITTER - GW RADAR |  |  | AIRH | DCS | Field | [7 empty] | IS | 4503-VZ-DM-T31432006 | 31-V-4365 |  |  | 3143-LT-304/3900-DSB-013 | [28 empty] | 3900-DSB-013
| 3143-LT-305 |  | 3143-LD-305 | LEVEL TRANSMITTER - GW RADAR |  |  | AIRH | DCS | Field | [7 empty] | IS | 4503-VZ-DM-T31432005 | 31-V-4367 |  |  | 3143-LT-305/3900-DSB-011 | [28 empty] | 3900-DSB-011
| 3143-LT-310 |  | 3143-LD-310 | LEVEL TRANSM. - DP DIAPHRAGM CAPILLARY |  |  | AIRH | DCS | Field | [7 empty] | IS | 4503-VZ-DM-T31432008 | 31-V-4350 |  |  | 3143-LT-310/3900-DSB-011 | [28 empty] | 3900-DSB-011
| 3143-PT-433P |  | 3143-PD-433P | PRESSURE TRANSMITTER |  |  | AIRH | DCS | Field | [7 empty] | IS | 4503-VZ-DM-T31432090 | 31-P-4351 A | 31-P-4351 A/B | 31-P-4351_G1 | 3143-PT-433P/3900-DSB-010 | [28 empty] | 3900-DSB-010
| 3144-PT-436P |  | 3144-PD-436P | PRESSURE TRANSMITTER |  |  | AIRH | DCS | Field | [7 empty] | IS | 4503-VZ-DM-T31442090 | 31-P-4476 B | 31-P-4476 A/B/C | 31-P-4476_G2 | 3144-PT-436P/3900-DSB-009 | [28 empty] | 3900-DSB-009
| 3145-LT-303P |  | 3145-LD-303P | LEVEL TRANSMITTER |  |  | AIRH | DCS | Field | [7 empty] | IS | 4503-VZ-DM-T31452090 | 31-P-4587A | 31-P-4587 A/B/S | 31-P-4587_G1 | 3145-LT-303P/3900-DSB-009 | [28 empty] | 3900-DSB-009
| 3143-LT-306P |  | 3143-LD-306P | LEVEL TRANSMITTER |  |  | AIRH | DCS | Field | [7 empty] | IS | 4503-VZ-DM-T31432090 | 31-P-4351 A | 31-P-4351 A/B | 31-P-4351_G1 | 3143-LT-306P/3900-DSB-010 | [28 empty] | 3900-DSB-010
| 3140-PZIT-492AP |  | #N/A | PRESSURE IND. TRANSMITTER |  |  | AIRH | SIS | Field | [7 empty] | IS | 4503-GP-VD-BD002T3131PK4003034_LO HEADER |  | 31-PK-4003 |  | 3140-PZIT-492AP/3140-SJB-251 | [28 empty] | 3900-SSB-002
| 3140-PZIT-492BP |  | #N/A | PRESSURE IND. TRANSMITTER |  |  | AIRH | SIS | Field | [7 empty] | IS | 4503-GP-VD-BD002T3131PK4003034_LO HEADER |  | 31-PK-4003 |  | 3140-PZIT-492BP/3140-SJB-251 | [28 empty] | 3900-SSB-002
| 3143-PT-401 |  | 3143-PD-401 | PRESSURE TRANSM. - DIAPH. WITH CAPILLARY |  |  | AIRH | DCS | Field | [7 empty] | IS | 4503-VZ-DM-T31432008 | 31-V-4350 |  |  | 3143-PT-401/3900-DSB-011 | [28 empty] | 3900-DSB-011
| 3143-PY-401A |  | 3143-PD-401 | E/P POSITIONER |  |  | AORH | DCS | Field | [7 empty] | IS | 4503-VZ-DM-T31432008 |  |  |  | 3143-PY-401A/3900-DSB-013 | [28 empty] | 3900-DSB-013
| 3143-PY-401B |  | 3143-PD-401 | E/P POSITIONER |  |  | AORH | DCS | Field | [7 empty] | IS | 4503-VZ-DM-T31432008 |  |  |  | 3143-PY-401B/3900-DSB-013 | [28 empty] | 3900-DSB-013
| 3143-PIT-402 |  | 3143-PD-402 | PRESSURE IND. TRANSM - DIAPH. WITH CAP |  |  | AIRH | DCS | Field | [7 empty] | IS | 4503-VZ-DM-T31432008 |  |  |  | 3143-PIT-402/3900-DSB-011 | [28 empty] | 3900-DSB-011
| 3143-PIT-403 |  | 3143-PD-403 | PRESSURE IND. TRANSM - DIAPH. WITH CAP |  |  | AIRH | DCS | Field | [7 empty] | IS | 4503-VZ-DM-T31432008 |  |  |  | 3143-PIT-403/3900-DSB-011 | [28 empty] | 3900-DSB-011
| 3143-PIT-404 |  | 3143-PD-404 | PRESSURE IND. TRANSM - DIAPH. WITH CAP |  |  | AIRH | DCS | Field | [7 empty] | IS | 4503-VZ-DM-T31432001 |  |  |  | 3143-PIT-404/3900-DSB-013 | [28 empty] | 3900-DSB-013
| 3143-PT-405P |  | 3143-PD-405P | PRESSURE TRANSM. - DIAPH. WITH CAPILLARY |  |  | AIRH | DCS | Field | [7 empty] | IS | 4503-VZ-DM-T31432001 | 31-P-4353 | 31-P-4353 |  | 3143-PT-405P/3140-DSB-001 | [28 empty] | 3140-DSB-001
| 3143-PIT-406 |  | 3143-PD-406 | PRESSURE IND. TRANSM - DIAPH. WITH CAP |  |  | AIRH | DCS | Field | [7 empty] | IS | 4503-VZ-DM-T31432001 |  |  |  | 3143-PIT-406/3900-DSB-013 | [28 empty] | 3900-DSB-013
| 3143-PT-407P |  | 3143-PD-407P | PRESSURE TRANSM. - DIAPH. WITH CAPILLARY |  |  | AIRH | DCS | Field | [7 empty] | IS | 4503-VZ-DM-T31432001 | 31-P-4354 | 31-P-4354 |  | 3143-PT-407P/3140-DSB-001 | [28 empty] | 3140-DSB-001
| 3143-PIT-408 |  | 3143-PD-408 | PRESSURE IND. TRANSM - DIAPH. WITH CAP |  |  | AIRH | DCS | Field | [7 empty] | IS | 4503-VZ-DM-T31432002 |  |  |  | 3143-PIT-408/3900-DSB-013 | [28 empty] | 3900-DSB-013
| 3143-PT-409P |  | 3143-PD-409P | PRESSURE TRANSM. - DIAPH. WITH CAPILLARY |  |  | AIRH | DCS | Field | [7 empty] | IS | 4503-VZ-DM-T31432002 | 31-P-4358 | 31-P-4358 |  | 3143-PT-409P/3140-DSB-001 | [28 empty] | 3140-DSB-001
| 3143-PT-410 |  | 3143-PD-410 | PRESSURE TRANSMITTER |  |  | AIRH | DCS | Field | [7 empty] | IS | 4503-VZ-DM-T31432005 |  |  |  | 3143-PT-410/3900-DSB-013 | [28 empty] | 3900-DSB-013
| 3143-PDT-411 |  | 3143-PD-411 | PRESSURE DIFF. TRAN. -HP DIAPH./LP THRD. |  |  | AIRH | DCS | Field | [7 empty] | IS | 4503-VZ-DM-T31432004 |  |  |  | 3143-PDT-411/3900-DSB-013 | [28 empty] | 3900-DSB-013
| 3143-SE-908 |  | 3143-SD-908 | SPEED SENSOR / TRANSMITTER |  |  | AIRH | DCS | Field |  |  |  |  | 230 VAC |  |  | IS | 4503-VZ-DM-T31432008 | 31-AG-4352 |  |  | 3143-SE-908/3900-DSB-013 | [28 empty] | 3900-DSB-013
| 3143-TIT-601 |  | 3143-TD-601 | TEMPERATURE IND. TRANSM. - REMOTE MOUNT |  |  | AIRH | DCS | Field | [7 empty] | IS | 4503-VZ-DM-T31432008 | 31-V-4350 |  |  | 3143-TIT-601/3900-DSB-011 | [28 empty] | 3900-DSB-011
| 3143-TIT-605 |  | 3143-TD-605 | TEMPERATURE IND. TRANSM. - REMOTE MOUNT |  |  | AIRH | DCS | Field | [7 empty] | IS | 4503-VZ-DM-T31432003 | 31-V-4356 |  |  | 3143-TIT-605/3900-DSB-009 | [28 empty] | 3900-DSB-009
| 3143-TIT-606 |  | 3143-TD-606 | TEMPERATURE IND. TRANSM. - REMOTE MOUNT |  |  | AIRH | DCS | Field | [7 empty] | IS | 4503-VZ-DM-T31432003 | 31-V-4357 |  |  | 3143-TIT-606/3900-DSB-013 | [28 empty] | 3900-DSB-013
| 3144-FT-201 |  | 3144-FD-201 | FLOW TRANSMITTER - CORIOLIS |  |  | AIRH | DCS | Field |  |  |  |  | 230 VAC |  |  | IS | 4503-VZ-DM-T31442007 |  |  |  | 3144-FT-201/3900-DSB-013 | [28 empty] | 3900-DSB-013
| 3144-FT-202 |  | 3144-FD-202 | FLOW TRANSMITTER - CORIOLIS |  |  | AIRH | DCS | Field |  |  |  |  | 230 VAC |  |  | IS | 4503-VZ-DM-T31442007 |  |  |  | 3144-FT-202/3900-DSB-013 | [28 empty] | 3900-DSB-013
| 3144-FT-203 |  | 3144-FD-203 | FLOW TRANSMITTER - CORIOLIS |  |  | AIRH | DCS | Field |  |  |  |  | 230 VAC |  |  | IS | 4503-VZ-DM-T31442007 |  |  |  | 3144-FT-203/3900-DSB-013 | [28 empty] | 3900-DSB-013
| 3144-FT-204 |  | 3144-FD-204 | FLOW TRANSMITTER - CORIOLIS |  |  | AIRH | DCS | Field |  |  |  |  | 230 VAC |  |  | IS | 4503-VZ-DM-T31442007 |  |  |  | 3144-FT-204/3900-DSB-013 | [28 empty] | 3900-DSB-013
| 3144-FT-205 |  | 3144-FD-205 | FLOW TRANSMITTER - CORIOLIS |  |  | AIRH | DCS | Field |  |  |  |  | 230 VAC |  |  | IS | 4503-VZ-DM-T31442008 |  |  |  | 3144-FT-205/3900-DSB-013 | [28 empty] | 3900-DSB-013
| 3144-FT-207 |  | 3144-FD-207 | FLOW TRANSMITTER - CORIOLIS |  |  | AIRH | DCS | Field |  |  |  |  | 230 VAC |  |  | IS | 4503-VZ-DM-T31442007 |  |  |  | 3144-FT-207/3900-DSB-009 | [28 empty] | 3900-DSB-009
| 3144-FY-207 |  | 3144-FD-207 | E/P POSITIONER |  |  | AORH | DCS | Field | [7 empty] | IS | 4503-VZ-DM-T31442007 |  |  |  | 3144-FY-207/3900-DSB-013 | [28 empty] | 3900-DSB-013
| 3144-FT-208 |  | 3144-FD-208 | FLOW TRANSMITTER - CORIOLIS |  |  | AIRH | DCS | Field |  |  |  |  | 230 VAC |  |  | IS | 4503-VZ-DM-T31442007 |  |  |  | 3144-FT-208/3900-DSB-009 | [28 empty] | 3900-DSB-009
| 3144-FY-208 |  | 3144-FD-208 | E/P POSITIONER |  |  | AORH | DCS | Field | [7 empty] | IS | 4503-VZ-DM-T31442007 |  |  |  | 3144-FY-208/3900-DSB-013 | [28 empty] | 3900-DSB-013
| 3144-FIT-209 |  | 3144-FD-209 | FLOW IND.TRANSM. - CORIOLIS REMOTE MOUNT |  |  | AIRH | DCS | Field |  |  |  |  | 230 VAC |  |  | IS | 4503-VZ-DM-T31442002 |  |  |  | 3144-FIT-209/3900-DSB-013 | [28 empty] | 3900-DSB-013
| 3144-TT-602 |  | 3144-FD-209 | TEMPERATURE TRANSMITTER |  |  | AIRH | DCS | Field | [7 empty] | IS | 4503-VZ-DM-T31442002 |  |  |  | 3144-TT-602/3900-DSB-013 | [28 empty] | 3900-DSB-013
| 3144-FT-210 |  | 3144-FD-210 | FLOW TRANSMITTER - CORIOLIS |  |  | AIRH | DCS | Field |  |  |  |  | 230 VAC |  |  | IS | 4503-VZ-DM-T31442007 |  |  |  | 3144-FT-210/3900-DSB-009 | [28 empty] | 3900-DSB-009
| 3144-FY-210 |  | 3144-FD-210 | E/P POSITIONER |  |  | AORH | DCS | Field | [7 empty] | IS | 4503-VZ-DM-T31442007 |  |  |  | 3144-FY-210/3900-DSB-013 | [28 empty] | 3900-DSB-013
| 3144-FT-211 |  | 3144-FD-211 | FLOW TRANSMITTER - CORIOLIS |  |  | AIRH | DCS | Field |  |  |  |  | 230 VAC |  |  | IS | 4503-VZ-DM-T31442007 |  |  |  | 3144-FT-211/3900-DSB-009 | [28 empty] | 3900-DSB-009
| 3144-FY-211 |  | 3144-FD-211 | E/P POSITIONER |  |  | AORH | DCS | Field | [7 empty] | IS | 4503-VZ-DM-T31442007 |  |  |  | 3144-FY-211/3900-DSB-013 | [28 empty] | 3900-DSB-013
| 3144-FT-212 |  | 3144-FD-212 | FLOW TRANSMITTER - CORIOLIS |  |  | AIRH | DCS | Field |  |  |  |  | 230 VAC |  |  | IS | 4503-VZ-DM-T31442008 |  |  |  | 3144-FT-212/3900-DSB-009 | [28 empty] | 3900-DSB-009
| 3144-FY-212 |  | 3144-FD-212 | E/P POSITIONER |  |  | AORH | DCS | Field | [7 empty] | IS | 4503-VZ-DM-T31442008 |  |  |  | 3144-FY-212/3900-DSB-013 | [28 empty] | 3900-DSB-013
| 3144-FT-213 |  | 3144-FD-213 | FLOW TRANSMITTER - CORIOLIS |  |  | AIRH | DCS | Field |  |  |  |  | 230 VAC |  |  | IS | 4503-VZ-DM-T31442007 |  |  |  | 3144-FT-213/3900-DSB-009 | [28 empty] | 3900-DSB-009
| 3144-FY-213 |  | 3144-FD-213 | E/P POSITIONER |  |  | AORH | DCS | Field | [7 empty] | IS | 4503-VZ-DM-T31442007 |  |  |  | 3144-FY-213/3900-DSB-013 | [28 empty] | 3900-DSB-013
| 3144-FT-214 |  | 3144-FD-214 | FLOW TRANSMITTER - CORIOLIS |  |  | AIRH | DCS | Field |  |  |  |  | 230 VAC |  |  | IS | 4503-VZ-DM-T31442007 |  |  |  | 3144-FT-214/3900-DSB-009 | [28 empty] | 3900-DSB-009
| 3144-FY-214 |  | 3144-FD-214 | E/P POSITIONER |  |  | AORH | DCS | Field | [7 empty] | IS | 4503-VZ-DM-T31442007 |  |  |  | 3144-FY-214/3900-DSB-013 | [28 empty] | 3900-DSB-013
| 3144-FT-215 |  | 3144-FD-215 | FLOW TRANSMITTER - CORIOLIS |  |  | AIRH | DCS | Field |  |  |  |  | 230 VAC |  |  | IS | 4503-VZ-DM-T31442007 |  |  |  | 3144-FT-215/3900-DSB-009 | [28 empty] | 3900-DSB-009
| 3144-FY-215 |  | 3144-FD-215 | E/P POSITIONER |  |  | AORH | DCS | Field | [7 empty] | IS | 4503-VZ-DM-T31442007 |  |  |  | 3144-FY-215/3900-DSB-013 | [28 empty] | 3900-DSB-013
| 3144-FT-216 |  | 3144-FD-216 | FLOW TRANSMITTER - CORIOLIS |  |  | AIRH | DCS | Field |  |  |  |  | 230 VAC |  |  | IS | 4503-VZ-DM-T31442007 |  |  |  | 3144-FT-216/3900-DSB-009 | [28 empty] | 3900-DSB-009
| 3144-FY-216 |  | 3144-FD-216 | E/P POSITIONER |  |  | AORH | DCS | Field | [7 empty] | IS | 4503-VZ-DM-T31442007 |  |  |  | 3144-FY-216/3900-DSB-013 | [28 empty] | 3900-DSB-013
| 3144-FY-217 |  | 3144-FD-217 | E/P POSITIONER |  |  | AORH | DCS | Field | [7 empty] | IS | 4503-VZ-DM-T31442008 |  |  |  | 3144-FY-217/3900-DSB-013 | [28 empty] | 3900-DSB-013
| 3144-FT-217 |  | 3144-FD-217 | FLOW TRANSMITTER - CORIOLIS |  |  | AIRH | DCS | Field |  |  |  |  | 230 VAC |  |  | IS | 4503-VZ-DM-T31442008 |  |  |  | 3144-FT-217/3900-DSB-009 | [28 empty] | 3900-DSB-009
| 3144-FT-218 |  | 3144-FD-218 | FLOW TRANSMITTER - CORIOLIS |  |  | AIRH | DCS | Field |  |  |  |  | 230 VAC |  |  | IS | 4503-VZ-DM-T31442010 |  |  |  | 3144-FT-218/3900-DSB-013 | [28 empty] | 3900-DSB-013
| 3144-FT-219 |  | 3144-FD-219 | FLOW TRANSMITTER - CORIOLIS |  |  | AIRH | DCS | Field |  |  |  |  | 230 VAC |  |  | IS | 4503-VZ-DM-T31442010 |  |  |  | 3144-FT-219/3900-DSB-013 | [28 empty] | 3900-DSB-013
| 3144-FT-220 |  | 3144-FD-220 | FLOW TRANSMITTER - CORIOLIS |  |  | AIRH | DCS | Field |  |  |  |  | 230 VAC |  |  | IS | 4503-VZ-DM-T31442010 |  |  |  | 3144-FT-220/3900-DSB-013 | [28 empty] | 3900-DSB-013
| 3144-FT-221 |  | 3144-FD-221 | FLOW TRANSMITTER - CORIOLIS |  |  | AIRH | DCS | Field |  |  |  |  | 230 VAC |  |  | IS | 4503-VZ-DM-T31442010 |  |  |  | 3144-FT-221/3900-DSB-013 | [28 empty] | 3900-DSB-013
| 3144-FT-222 |  | 3144-FD-222 | FLOW TRANSMITTER - CORIOLIS |  |  | AIRH | DCS | Field |  |  |  |  | 230 VAC |  |  | IS | 4503-VZ-DM-T31442011 |  |  |  | 3144-FT-222/3900-DSB-013 | [28 empty] | 3900-DSB-013
| 3144-FT-224 |  | 3144-FD-224 | FLOW TRANSMITTER - CORIOLIS |  |  | AIRH | DCS | Field |  |  |  |  | 230 VAC |  |  | IS | 4503-VZ-DM-T31442010 |  |  |  | 3144-FT-224/3900-DSB-003 | [28 empty] | 3900-DSB-003
| 3144-FY-224 |  | 3144-FD-224 | E/P POSITIONER |  |  | AORH | DCS | Field | [7 empty] | IS | 4503-VZ-DM-T31442010 |  |  |  | 3144-FY-224/6190-DSB-006 | [28 empty] | 6190-DSB-006
| 3144-FT-225 |  | 3144-FD-225 | FLOW TRANSMITTER - CORIOLIS |  |  | AIRH | DCS | Field |  |  |  |  | 230 VAC |  |  | IS | 4503-VZ-DM-T31442010 |  |  |  | 3144-FT-225/3900-DSB-003 | [28 empty] | 3900-DSB-003
| 3144-FY-225 |  | 3144-FD-225 | E/P POSITIONER |  |  | AORH | DCS | Field | [7 empty] | IS | 4503-VZ-DM-T31442010 |  |  |  | 3144-FY-225/6190-DSB-006 | [28 empty] | 6190-DSB-006
| 3144-FIT-226 |  | 3144-FD-226 | FLOW IND.TRANSM. - CORIOLIS REMOTE MOUNT |  |  | AIRH | DCS | Field |  |  |  |  | 230 VAC |  |  | IS | 4503-VZ-DM-T31442002 |  |  |  | 3144-FIT-226/3900-DSB-013 | [28 empty] | 3900-DSB-013
| 3144-TT-603 |  | 3144-FD-226 | TEMPERATURE TRANSMITTER |  |  | AIRH | DCS | Field | [7 empty] | IS | 4503-VZ-DM-T31442002 |  |  |  | 3144-TT-603/3900-DSB-013 | [28 empty] | 3900-DSB-013
| 3144-FT-227 |  | 3144-FD-227 | FLOW TRANSMITTER - CORIOLIS |  |  | AIRH | DCS | Field |  |  |  |  | 230 VAC |  |  | IS | 4503-VZ-DM-T31442010 |  |  |  | 3144-FT-227/3900-DSB-003 | [28 empty] | 3900-DSB-003
| 3144-FY-227 |  | 3144-FD-227 | E/P POSITIONER |  |  | AORH | DCS | Field | [7 empty] | IS | 4503-VZ-DM-T31442010 |  |  |  | 3144-FY-227/6190-DSB-006 | [28 empty] | 6190-DSB-006
| 3144-FT-228 |  | 3144-FD-228 | FLOW TRANSMITTER - CORIOLIS |  |  | AIRH | DCS | Field |  |  |  |  | 230 VAC |  |  | IS | 4503-VZ-DM-T31442010 |  |  |  | 3144-FT-228/3900-DSB-003 | [28 empty] | 3900-DSB-003
| 3144-FY-228 |  | 3144-FD-228 | E/P POSITIONER |  |  | AORH | DCS | Field | [7 empty] | IS | 4503-VZ-DM-T31442010 |  |  |  | 3144-FY-228/3900-DSB-003 | [28 empty] | 3900-DSB-003
| 3144-FT-229 |  | 3144-FD-229 | FLOW TRANSMITTER - CORIOLIS |  |  | AIRH | DCS | Field |  |  |  |  | 230 VAC |  |  | IS | 4503-VZ-DM-T31442011 |  |  |  | 3144-FT-229/3900-DSB-009 | [28 empty] | 3900-DSB-009
| 3144-FY-229 |  | 3144-FD-229 | E/P POSITIONER |  |  | AORH | DCS | Field | [7 empty] | IS | 4503-VZ-DM-T31442011 |  |  |  | 3144-FY-229/3900-DSB-013 | [28 empty] | 3900-DSB-013
| 3144-FT-230 |  | 3144-FD-230 | FLOW TRANSMITTER - CORIOLIS |  |  | AIRH | DCS | Field |  |  |  |  | 230 VAC |  |  | IS | 4503-VZ-DM-T31442010 |  |  |  | 3144-FT-230/3900-DSB-009 | [28 empty] | 3900-DSB-009
| 3144-FY-230 |  | 3144-FD-230 | E/P POSITIONER |  |  | AORH | DCS | Field | [7 empty] | IS | 4503-VZ-DM-T31442010 |  |  |  | 3144-FY-230/3900-DSB-009 | [28 empty] | 3900-DSB-009
| 3144-FY-231 |  | 3144-FD-231 | E/P POSITIONER |  |  | AORH | DCS | Field | [7 empty] | IS | 4503-VZ-DM-T31442010 |  |  |  | 3144-FY-231/3900-DSB-013 | [28 empty] | 3900-DSB-013
| 3144-FT-231 |  | 3144-FD-231 | FLOW TRANSMITTER - CORIOLIS |  |  | AIRH | DCS | Field |  |  |  |  | 230 VAC |  |  | IS | 4503-VZ-DM-T31442010 |  |  |  | 3144-FT-231/3900-DSB-009 | [28 empty] | 3900-DSB-009
| 3144-FT-232 |  | 3144-FD-232 | FLOW TRANSMITTER - CORIOLIS |  |  | AIRH | DCS | Field |  |  |  |  | 230 VAC |  |  | IS | 4503-VZ-DM-T31442010 |  |  |  | 3144-FT-232/3900-DSB-009 | [28 empty] | 3900-DSB-009
| 3144-FY-232 |  | 3144-FD-232 | E/P POSITIONER |  |  | AORH | DCS | Field | [7 empty] | IS | 4503-VZ-DM-T31442010 |  |  |  | 3144-FY-232/3900-DSB-013 | [28 empty] | 3900-DSB-013
| 3144-FT-233 |  | 3144-FD-233 | FLOW TRANSMITTER - CORIOLIS |  |  | AIRH | DCS | Field |  |  |  |  | 230 VAC |  |  | IS | 4503-VZ-DM-T31442010 |  |  |  | 3144-FT-233/3900-DSB-009 | [28 empty] | 3900-DSB-009
| 3144-FY-233 |  | 3144-FD-233 | E/P POSITIONER |  |  | AORH | DCS | Field | [7 empty] | IS | 4503-VZ-DM-T31442010 |  |  |  | 3144-FY-233/3900-DSB-013 | [28 empty] | 3900-DSB-013
| 3144-FT-234 |  | 3144-FD-234 | FLOW TRANSMITTER - CORIOLIS |  |  | AIRH | DCS | Field |  |  |  |  | 230 VAC |  |  | IS | 4503-VZ-DM-T31442011 |  |  |  | 3144-FT-234/3900-DSB-009 | [28 empty] | 3900-DSB-009
| 3144-FY-234 |  | 3144-FD-234 | E/P POSITIONER |  |  | AORH | DCS | Field | [7 empty] | IS | 4503-VZ-DM-T31442011 |  |  |  | 3144-FY-234/3900-DSB-013 | [28 empty] | 3900-DSB-013
| 3144-FIT-236 |  | 3144-FD-236 | FLOW IND.TRANSM. - CORIOLIS REMOTE MOUNT |  |  | AIRH | DCS | Field |  |  |  |  | 230 VAC |  |  | IS | 4503-VZ-DM-T31442004 |  |  |  | 3144-FIT-236/3900-DSB-013 | [28 empty] | 3900-DSB-013
| 3144-TT-604 |  | 3144-FD-236 | TEMPERATURE TRANSMITTER |  |  | AIRH | DCS | Field | [7 empty] | IS | 4503-VZ-DM-T31442004 |  |  |  | 3144-TT-604/3900-DSB-013 | [28 empty] | 3900-DSB-013
| 3144-FIT-237 |  | 3144-FD-237 | FLOW IND.TRANSM. - CORIOLIS REMOTE MOUNT |  |  | AIRH | DCS | Field |  |  |  |  | 230 VAC |  |  | IS | 4503-VZ-DM-T31442004 |  |  |  | 3144-FIT-237/3900-DSB-013 | [28 empty] | 3900-DSB-013
| 3144-TT-605 |  | 3144-FD-237 | TEMPERATURE TRANSMITTER |  |  | AIRH | DCS | Field | [7 empty] | IS | 4503-VZ-DM-T31442004 |  |  |  | 3144-TT-605/3900-DSB-013 | [28 empty] | 3900-DSB-013
| 3144-FT-238 |  | 3144-FD-238 | FLOW TRANSMITTER - CORIOLIS |  |  | AIRH | DCS | Field |  |  |  |  | 230 VAC |  |  | IS | 4503-VZ-DM-T31442005 |  |  |  | 3144-FT-238/3900-DSB-011 | [28 empty] | 3900-DSB-011
| 3144-HS-105 |  | 3144-HD-105 | HAND SWITCH |  |  | DIR | DCS | Field | [7 empty] | NIS | 4503-VZ-DM-T31442003 |  |  |  | 3144-HS-105/3140-DSB-002 | [28 empty] | 3140-DSB-002
| 3144-HS-106 |  | 3144-HD-106 | HAND SWITCH |  |  | DIR | DCS | Field | [7 empty] | NIS | 4503-VZ-DM-T31442003 |  |  |  | 3144-HS-106/3140-DSB-002 | [28 empty] | 3140-DSB-002
| 3140-PT-521P |  | 3140-PD-521P | PRESSURE TRANSMITTER |  |  | AIRH | DCS | Field | [7 empty] | IS | 4503-VZ-DM-T31402012 | 31-P-4039 |  |  | 3140-PT-521P/3900-DSB-009 | [28 empty] | 3900-DSB-009
| 3152-XZSC-805 |  | 3152-XD-805 | LIMIT SWITCH - CLOSE |  |  | DIR | DCS | Field | [7 empty] | IS | 4503-VZ-DM-T31522012 |  |  |  | 3152-XZSC-805/3900-DSB-001 | [28 empty] | 3900-DSB-001
| 3144-HS-821A |  | 3144-HD-821 | HAND SWITCH |  |  | DIR | DCS | Field | [7 empty] | NIS | 4503-VZ-DM-T31442004 |  |  |  | 3144-HS-821A/3900-DSB-014 | [28 empty] | 3900-DSB-014
| 3144-HS-821B |  | 3144-HD-821 | HAND SWITCH |  |  | DIR | DCS | Field | [7 empty] | NIS | 4503-VZ-DM-T31442004 |  |  |  | 3144-HS-821B/3900-DSB-014 | [28 empty] | 3900-DSB-014
| 3144-KZSD-806 |  | 3144-KD-806 | LIMIT SWITCH - DIVERT |  |  | DIR | DCS | Field | [7 empty] | IS | 4503-VZ-DM-T31442006 |  |  |  | 3144-KZSD-806/3900-DSB-011 | [28 empty] | 3900-DSB-011
| 3144-KZSS-806 |  | 3144-KD-806 | LIMIT SWITCH - STRAIGHT |  |  | DIR | DCS | Field | [7 empty] | IS | 4503-VZ-DM-T31442006 |  |  |  | 3144-KZSS-806/3900-DSB-011 | [28 empty] | 3900-DSB-011
| 3144-KY-806 |  | 3144-KD-806 | SOLENOID VALVE |  |  | DOR | DCS | Field | [7 empty] | NIS | 4503-VZ-DM-T31442006 |  |  |  | 3144-KY-806/3900-DSB-014 | [28 empty] | 3900-DSB-014
| 3144-KZSC-807 |  | 3144-KD-807 | LIMIT SWITCH - CLOSE |  |  | DIR | DCS | Field | [7 empty] | IS | 4503-VZ-DM-T31442006 |  |  |  | 3144-KZSC-807/3900-DSB-013 | [28 empty] | 3900-DSB-013
| 3144-KZSO-807 |  | 3144-KD-807 | LIMIT SWITCH - OPEN |  |  | DIR | DCS | Field | [7 empty] | IS | 4503-VZ-DM-T31442006 |  |  |  | 3144-KZSO-807/3900-DSB-013 | [28 empty] | 3900-DSB-013
| 3144-KY-807 |  | 3144-KD-807 | SOLENOID VALVE |  |  | DOR | DCS | Field | [7 empty] | NIS | 4503-VZ-DM-T31442006 |  |  |  | 3144-KY-807/3900-DSB-014 | [28 empty] | 3900-DSB-014
| 3144-HS-107B |  | 3144-KD-807 | HAND SWITCH |  |  | DIR | DCS | Field | [7 empty] | NIS | 4503-VZ-DM-T31442006 |  |  |  | 3144-HS-107B/3140-DSB-002 | [28 empty] | 3140-DSB-002
| 3144-KZSD-813 |  | 3144-KD-813 | LIMIT SWITCH - DIVERT |  |  | DIR | DCS | Field | [7 empty] | IS | 4503-VZ-DM-T31442009 |  |  |  | 3144-KZSD-813/3900-DSB-013 | [28 empty] | 3900-DSB-013
| 3144-KZSS-813 |  | 3144-KD-813 | LIMIT SWITCH - STRAIGHT |  |  | DIR | DCS | Field | [7 empty] | IS | 4503-VZ-DM-T31442009 |  |  |  | 3144-KZSS-813/3900-DSB-013 | [28 empty] | 3900-DSB-013
| 3144-KY-813 |  | 3144-KD-813 | SOLENOID VALVE |  |  | DOR | DCS | Field | [7 empty] | NIS | 4503-VZ-DM-T31442009 |  |  |  | 3144-KY-813/3900-DSB-014 | [28 empty] | 3900-DSB-014
| 3144-KZSC-814 |  | 3144-KD-814 | LIMIT SWITCH - CLOSE |  |  | DIR | DCS | Field | [7 empty] | IS | 4503-VZ-DM-T31442009 |  |  |  | 3144-KZSC-814/3140-DSB-001 | [28 empty] | 3140-DSB-001
| 3144-KZSO-814 |  | 3144-KD-814 | LIMIT SWITCH - OPEN |  |  | DIR | DCS | Field | [7 empty] | IS | 4503-VZ-DM-T31442009 |  |  |  | 3144-KZSO-814/3140-DSB-001 | [28 empty] | 3140-DSB-001
| 3144-KY-814 |  | 3144-KD-814 | SOLENOID VALVE |  |  | DOR | DCS | Field | [7 empty] | NIS | 4503-VZ-DM-T31442009 |  |  |  | 3144-KY-814/3900-DSB-014 | [28 empty] | 3900-DSB-014
| 3144-HS-110 |  | 3144-KD-814 | HAND SWITCH |  |  | DIR | DCS | Field | [7 empty] | NIS | 4503-VZ-DM-T31442009 |  |  |  | 3144-HS-110/3140-DSB-002 | [28 empty] | 3140-DSB-002
| 3144-KZSO-815 |  | 3144-KD-815 | LIMIT SWITCH - OPEN |  |  | DIR | DCS | Field | [7 empty] | IS | 4503-VZ-DM-T31442006 |  |  |  | 3144-KZSO-815/3140-DSB-001 | [28 empty] | 3140-DSB-001
| 3144-KZSC-815 |  | 3144-KD-815 | LIMIT SWITCH - CLOSE |  |  | DIR | DCS | Field | [7 empty] | IS | 4503-VZ-DM-T31442006 |  |  |  | 3144-KZSC-815/3140-DSB-001 | [28 empty] | 3140-DSB-001
| 3144-KY-815 |  | 3144-KD-815 | SOLENOID VALVE |  |  | DOR | DCS | Field | [7 empty] | NIS | 4503-VZ-DM-T31442006 |  |  |  | 3144-KY-815/3900-DSB-014 | [28 empty] | 3900-DSB-014
| 3144-KZSC-816 |  | 3144-KD-816 | LIMIT SWITCH - CLOSE |  |  | DIR | DCS | Field | [7 empty] | IS | 4503-VZ-DM-T31442009 |  |  |  | 3144-KZSC-816/3140-DSB-001 | [28 empty] | 3140-DSB-001
| 3144-KZSO-816 |  | 3144-KD-816 | LIMIT SWITCH - OPEN |  |  | DIR | DCS | Field | [7 empty] | IS | 4503-VZ-DM-T31442009 |  |  |  | 3144-KZSO-816/3140-DSB-001 | [28 empty] | 3140-DSB-001
| 3144-KY-816 |  | 3144-KD-816 | SOLENOID VALVE |  |  | DOR | DCS | Field | [7 empty] | NIS | 4503-VZ-DM-T31442009 |  |  |  | 3144-KY-816/3900-DSB-014 | [28 empty] | 3900-DSB-014
| 3144-LT-301 |  | 3144-LD-301 | LEVEL TRANSMITTER - GW RADAR |  |  | AIRH | DCS | Field | [7 empty] | IS | 4503-VZ-DM-T31442003 | 31-V-4481 |  |  | 3144-LT-301/3140-DSB-001 | [28 empty] | 3140-DSB-001
| 3144-LT-303 |  | 3144-LD-303 | LEVEL TRANSM. - DP DIAPHRAGM CAPILLARY |  |  | AIRH | DCS | Field | [7 empty] | IS | 4503-VZ-DM-T31442005 | 31-V-4497 |  |  | 3144-LT-303/3900-DSB-011 | [28 empty] | 3900-DSB-011
| 3144-XA-303B |  | 3144-LD-303 | HORN |  |  | DOR | DCS | Field | [7 empty] | NIS | 4503-VZ-DM-T31442005 |  |  |  | 3144-XA-303B/3140-DSB-002 | [28 empty] | 3140-DSB-002
| 3144-XL-303B |  | 3144-LD-303 | LAMP |  |  | DOR | DCS | Field | [7 empty] | NIS | 4503-VZ-DM-T31442005 |  |  |  | 3144-XL-303B/3140-DSB-002 | [28 empty] | 3140-DSB-002
| 3144-LT-305 |  | 3144-LD-305 | LEVEL TRANSM. - DP DIAPHRAGM CAPILLARY |  |  | AIRH | DCS | Field | [7 empty] | IS | 4503-VZ-DM-T31442001 | 31-V-4475 |  |  | 3144-LT-305/3900-DSB-011 | [28 empty] | 3900-DSB-011
| 3153-ZS-951P |  | 3153-ZD-951 P | LIMIT SWITCH |  |  | DIR | DCS | Field | [7 empty] | IS | 4503-GP-VD-BD008T3131PK5206049 | 31-K-5206A | 31-PK-5206A | VRC_C1 | 3153-DJB-271/3900-DSB-016 | [28 empty] | 3900-DSB-016
| 3145-XA-301B |  | 3145-LD-301 | HORN |  |  | DOR | DCS | Field | [7 empty] | NIS | 4503-VZ-DM-T31452002 |  |  |  | 3145-XA-301B/3140-DSB-002 | [28 empty] | 3140-DSB-002
| 3144-PT-435P |  | 3144-PD-435P | PRESSURE TRANSMITTER |  |  | AIRH | DCS | Field | [7 empty] | IS | 4503-VZ-DM-T31442090 | 31-P-4476 A | 31-P-4476 A/B/C | 31-P-4476_G1 | 3144-PT-435P/3900-DSB-009 | [28 empty] | 3900-DSB-009
| 3143-PT-434P |  | 3143-PD-434P | PRESSURE TRANSMITTER |  |  | AIRH | DCS | Field | [7 empty] | IS | 4503-VZ-DM-T31432090 | 31-P-4351 B | 31-P-4351 A/B | 31-P-4351_G2 | 3143-PT-434P/3900-DSB-009 | [28 empty] | 3900-DSB-009
| 3145-LT-304P |  | 3145-LD-304P | LEVEL TRANSMITTER |  |  | AIRH | DCS | Field | [7 empty] | IS | 4503-VZ-DM-T31452090 | 31-P-4587B | 31-P-4587 A/B/S | 31-P-4587_G2 | 3145-LT-304P/3900-DSB-009 | [28 empty] | 3900-DSB-009
| 3144-PT-401 |  | 3144-PD-401 | PRESSURE TRANSMITTER |  |  | AIRH | DCS | Field | [7 empty] | IS | 4503-VZ-DM-T31442003 |  |  |  | 3144-PT-401/3140-DSB-001 | [28 empty] | 3140-DSB-001
| 3144-PT-402 |  | 3144-PD-402 | PRESSURE TRANSM. - DIAPH. WITH CAPILLARY |  |  | AIRH | DCS | Field | [7 empty] | IS | 4503-VZ-DM-T31442001 |  |  |  | 3144-PT-402/3900-DSB-011 | [28 empty] | 3900-DSB-011
| 3144-PY-402A |  | 3144-PD-402 | E/P POSITIONER |  |  | AORH | DCS | Field | [7 empty] | IS | 4503-VZ-DM-T31442001 |  |  |  | 3144-PY-402A/3140-DSB-001 | [28 empty] | 3140-DSB-001
| 3144-PY-402B |  | 3144-PD-402 | E/P POSITIONER |  |  | AORH | DCS | Field | [7 empty] | IS | 4503-VZ-DM-T31442001 |  |  |  | 3144-PY-402B/3140-DSB-001 | [28 empty] | 3140-DSB-001
| 3144-PIT-405 |  | 3144-PD-405 | PRESSURE IND. TRANSM - DIAPH. WITH CAP |  |  | AIRH | DCS | Field | [7 empty] | IS | 4503-VZ-DM-T31442002 |  |  |  | 3144-PIT-405/3900-DSB-011 | [28 empty] | 3900-DSB-011
| 3144-PDT-406 |  | 3144-PD-406 | PRESSURE DIFF. TRAN. -HP DIAPH./LP THRD. |  |  | AIRH | DCS | Field | [7 empty] | IS | 4503-VZ-DM-T31442006 |  |  |  | 3144-PDT-406/3900-DSB-011 | [28 empty] | 3900-DSB-011
| 3144-PIT-407 |  | 3144-PD-407 | PRESSURE IND. TRANSM - DIAPH. WITH CAP |  |  | AIRH | DCS | Field | [7 empty] | IS | 4503-VZ-DM-T31442002 |  |  |  | 3144-PIT-407/3900-DSB-011 | [28 empty] | 3900-DSB-011
| 3144-PDT-408 |  | 3144-PD-408 | PRESSURE DIFF. TRAN. -HP DIAPH./LP THRD. |  |  | AIRH | DCS | Field | [7 empty] | IS | 4503-VZ-DM-T31442009 |  |  |  | 3144-PDT-408/3900-DSB-011 | [28 empty] | 3900-DSB-011
| 3144-PIT-409 |  | 3144-PD-409 | PRESSURE IND. TRANSM - DIAPH. WITH CAP |  |  | AIRH | DCS | Field | [7 empty] | IS | 4503-VZ-DM-T31442004 |  |  |  | 3144-PIT-409/3140-DSB-001 | [28 empty] | 3140-DSB-001
| 3144-PT-410P |  | 3144-PD-410P | PRESSURE TRANSM. - DIAPH. WITH CAPILLARY |  |  | AIRH | DCS | Field | [7 empty] | IS | 4503-VZ-DM-T31442004 | 31-P-4480A | 31-P-4480 A/B/C | 31-P-4480_G1 | 3144-PT-410P/3900-DSB-011 | [28 empty] | 3900-DSB-011
| 3144-PDT-411 |  | 3144-PD-411 | PRESSURE DIFF. TRAN. -HP DIAPH./LP THRD. |  |  | AIRH | DCS | Field | [7 empty] | IS | 4503-VZ-DM-T31442006 |  |  |  | 3144-PDT-411/3140-DSB-001 | [28 empty] | 3140-DSB-001
| 3144-PIT-413 |  | 3144-PD-413 | PRESSURE IND. TRANSM - DIAPH. WITH CAP |  |  | AIRH | DCS | Field | [7 empty] | IS | 4503-VZ-DM-T31442004 |  |  |  | 3144-PIT-413/3140-DSB-001 | [28 empty] | 3140-DSB-001
| 3144-PT-414P |  | 3144-PD-414P | PRESSURE TRANSM. - DIAPH. WITH CAPILLARY |  |  | AIRH | DCS | Field | [7 empty] | IS | 4503-VZ-DM-T31442004 | 31-P-4480B | 31-P-4480 A/B/C | 31-P-4480_G2 | 3144-PT-414P/3900-DSB-011 | [28 empty] | 3900-DSB-011
| 3144-PDT-415 |  | 3144-PD-415 | PRESSURE DIFF. TRAN. -HP DIAPH./LP THRD. |  |  | AIRH | DCS | Field | [7 empty] | IS | 4503-VZ-DM-T31442009 |  |  |  | 3144-PDT-415/3140-DSB-001 | [28 empty] | 3140-DSB-001
| 3145-PT-418P |  | 3145-PD-418P | PRESSURE TRANSMITTER |  |  | AIRH | DCS | Field | [7 empty] | IS | 4503-VZ-DM-T31452090 | 31-P-4587B | 31-P-4587 A/B/S | 31-P-4587_G1 | 3145-PT-418P/3900-DSB-009 | [28 empty] | 3900-DSB-009
| 3144-PT-492P |  | 3144-PD-492P | PRESSURE TRANSM. - DIAPH. WITH CAPILLARY |  |  | AIRH | DCS | Field | [7 empty] | IS | 4503-VZ-DM-T31442004 | 31-P-4480C | 31-P-4480 A/B/C | 31-P-4480_G3 | 3144-PT-492P/3900-DSB-011 | [28 empty] | 3900-DSB-011
| 3144-PIT-493 |  | 3144-PD-493 | PRESSURE IND. TRANSM - DIAPH. WITH CAP |  |  | AIRH | DCS | Field | [7 empty] | IS | 4503-VZ-DM-T31442004 |  |  |  | 3144-PIT-493/3140-DSB-001 | [28 empty] | 3140-DSB-001
| 3144-SE-923 |  | 3144-SD-923 | SPEED SENSOR |  |  | AIRH | DCS | Field | [7 empty] | IS | 4503-VZ-DM-T31442001 |  |  |  | 3144-SE-923/3140-DSB-001 | [28 empty] | 3140-DSB-001
| 3144-TIT-601 |  | 3144-TD-601 | TEMPERATURE IND. TRANSM. - REMOTE MOUNT |  |  | AIRH | DCS | Field | [7 empty] | IS | 4503-VZ-DM-T31442001 | 31-V-4475 |  |  | 3144-TIT-601/3900-DSB-011 | [28 empty] | 3900-DSB-011
| 3144-XA-901B |  | 3144-WD-901 | HORN |  |  | DOR | DCS | Field | [7 empty] | IS | 4503-VZ-DM-T31442001 |  |  |  | 3144-XA-901B/3140-DSB-001 | [28 empty] | 3140-DSB-001
| 3144-WT-901 |  | 3144-WD-901 | WEIGHT TRANSMITTER |  |  | AIRH | DCS | Field |  |  |  |  | 230 VAC |  |  | IS | 4503-VZ-DM-T31442001 | 31-V-4475 |  |  | 3144-WT-901/3140-DSB-001 | [28 empty] | 3140-DSB-001
| 3144-XL-901B |  | 3144-WD-901 | LAMP |  |  | DOR | DCS | Field | [7 empty] | NIS | 4503-VZ-DM-T31442001 |  |  |  | 3144-XL-901B/3900-DSB-014 | [28 empty] | 3900-DSB-014
| 3144-XZSO-801 |  | 3144-XD-801 | LIMIT SWITCH - OPEN |  |  | DIR | DCS | Field | [7 empty] | IS | 4503-VZ-DM-T31442008 |  |  |  | 3144-XZSO-801/3140-DSB-001 | [28 empty] | 3140-DSB-001
| 3144-XZSC-801 |  | 3144-XD-801 | LIMIT SWITCH - CLOSE |  |  | DIR | DCS | Field | [7 empty] | IS | 4503-VZ-DM-T31442008 |  |  |  | 3144-XZSC-801/3140-DSB-001 | [28 empty] | 3140-DSB-001
| 3144-XY-801 |  | 3144-XD-801 | SOLENOID VALVE |  |  | DOR | DCS | Field | [7 empty] | NIS | 4503-VZ-DM-T31442008 |  |  |  | 3144-XY-801/3900-DSB-014 | [28 empty] | 3900-DSB-014
| 3144-XZSC-802 |  | 3144-XD-802 | LIMIT SWITCH - CLOSE |  |  | DIR | DCS | Field | [7 empty] | IS | 4503-VZ-DM-T31442008 |  |  |  | 3144-XZSC-802/3140-DSB-001 | [28 empty] | 3140-DSB-001
| 3144-XZSO-802 |  | 3144-XD-802 | LIMIT SWITCH - OPEN |  |  | DIR | DCS | Field | [7 empty] | IS | 4503-VZ-DM-T31442008 |  |  |  | 3144-XZSO-802/3140-DSB-001 | [28 empty] | 3140-DSB-001
| 3144-XY-802 |  | 3144-XD-802 | SOLENOID VALVE |  |  | DOR | DCS | Field | [7 empty] | NIS | 4503-VZ-DM-T31442008 |  |  |  | 3144-XY-802/3900-DSB-014 | [28 empty] | 3900-DSB-014
| 3144-XZSC-803 |  | 3144-XD-803 | LIMIT SWITCH - CLOSE |  |  | DIR | DCS | Field | [7 empty] | IS | 4503-VZ-DM-T31442008 |  |  |  | 3144-XZSC-803/3140-DSB-001 | [28 empty] | 3140-DSB-001
| 3144-XZSO-803 |  | 3144-XD-803 | LIMIT SWITCH - OPEN |  |  | DIR | DCS | Field | [7 empty] | IS | 4503-VZ-DM-T31442008 |  |  |  | 3144-XZSO-803/3140-DSB-001 | [28 empty] | 3140-DSB-001
| 3144-XY-803 |  | 3144-XD-803 | SOLENOID VALVE |  |  | DOR | DCS | Field | [7 empty] | NIS | 4503-VZ-DM-T31442008 |  |  |  | 3144-XY-803/3900-DSB-014 | [28 empty] | 3900-DSB-014
| 3144-XZSC-804 |  | 3144-XD-804 | LIMIT SWITCH - CLOSE |  |  | DIR | DCS | Field | [7 empty] | IS | 4503-VZ-DM-T31442008 |  |  |  | 3144-XZSC-804/3140-DSB-001 | [28 empty] | 3140-DSB-001
| 3144-XZSO-804 |  | 3144-XD-804 | LIMIT SWITCH - OPEN |  |  | DIR | DCS | Field | [7 empty] | IS | 4503-VZ-DM-T31442008 |  |  |  | 3144-XZSO-804/3140-DSB-001 | [28 empty] | 3140-DSB-001
| 3144-XY-804 |  | 3144-XD-804 | SOLENOID VALVE |  |  | DOR | DCS | Field | [7 empty] | NIS | 4503-VZ-DM-T31442008 |  |  |  | 3144-XY-804/3900-DSB-014 | [28 empty] | 3900-DSB-014
| 3144-XZSC-805 |  | 3144-XD-805 | LIMIT SWITCH - CLOSE |  |  | DIR | DCS | Field | [7 empty] | IS | 4503-VZ-DM-T31442008 |  |  |  | 3144-XZSC-805/3140-DSB-001 | [28 empty] | 3140-DSB-001
| 3144-XZSO-805 |  | 3144-XD-805 | LIMIT SWITCH - OPEN |  |  | DIR | DCS | Field | [7 empty] | IS | 4503-VZ-DM-T31442008 |  |  |  | 3144-XZSO-805/3140-DSB-001 | [28 empty] | 3140-DSB-001
| 3144-XY-805 |  | 3144-XD-805 | SOLENOID VALVE |  |  | DOR | DCS | Field | [7 empty] | NIS | 4503-VZ-DM-T31442008 |  |  |  | 3144-XY-805/3900-DSB-014 | [28 empty] | 3900-DSB-014
| 3144-XZSC-808 |  | 3144-XD-808 | LIMIT SWITCH - CLOSE |  |  | DIR | DCS | Field | [7 empty] | IS | 4503-VZ-DM-T31442011 |  |  |  | 3144-XZSC-808/3140-DSB-001 | [28 empty] | 3140-DSB-001
| 3144-XZSO-808 |  | 3144-XD-808 | LIMIT SWITCH - OPEN |  |  | DIR | DCS | Field | [7 empty] | IS | 4503-VZ-DM-T31442011 |  |  |  | 3144-XZSO-808/3140-DSB-001 | [28 empty] | 3140-DSB-001
| 3144-XY-808 |  | 3144-XD-808 | SOLENOID VALVE |  |  | DOR | DCS | Field | [7 empty] | NIS | 4503-VZ-DM-T31442011 |  |  |  | 3144-XY-808/3900-DSB-014 | [28 empty] | 3900-DSB-014
| 3144-XZSC-809 |  | 3144-XD-809 | LIMIT SWITCH - CLOSE |  |  | DIR | DCS | Field | [7 empty] | IS | 4503-VZ-DM-T31442011 |  |  |  | 3144-XZSC-809/3140-DSB-001 | [28 empty] | 3140-DSB-001
| 3144-XZSO-809 |  | 3144-XD-809 | LIMIT SWITCH - OPEN |  |  | DIR | DCS | Field | [7 empty] | IS | 4503-VZ-DM-T31442011 |  |  |  | 3144-XZSO-809/3140-DSB-001 | [28 empty] | 3140-DSB-001
| 3144-XY-809 |  | 3144-XD-809 | SOLENOID VALVE |  |  | DOR | DCS | Field | [7 empty] | NIS | 4503-VZ-DM-T31442011 |  |  |  | 3144-XY-809/3900-DSB-014 | [28 empty] | 3900-DSB-014
| 3144-XZSC-810 |  | 3144-XD-810 | LIMIT SWITCH - CLOSE |  |  | DIR | DCS | Field | [7 empty] | IS | 4503-VZ-DM-T31442011 |  |  |  | 3144-XZSC-810/3140-DSB-001 | [28 empty] | 3140-DSB-001
| 3144-XZSO-810 |  | 3144-XD-810 | LIMIT SWITCH - OPEN |  |  | DIR | DCS | Field | [7 empty] | IS | 4503-VZ-DM-T31442011 |  |  |  | 3144-XZSO-810/3140-DSB-001 | [28 empty] | 3140-DSB-001
| 3144-XY-810 |  | 3144-XD-810 | SOLENOID VALVE |  |  | DOR | DCS | Field | [7 empty] | NIS | 4503-VZ-DM-T31442011 |  |  |  | 3144-XY-810/3900-DSB-014 | [28 empty] | 3900-DSB-014
| 3144-XZSC-811 |  | 3144-XD-811 | LIMIT SWITCH - CLOSE |  |  | DIR | DCS | Field | [7 empty] | IS | 4503-VZ-DM-T31442011 |  |  |  | 3144-XZSC-811/3140-DSB-001 | [28 empty] | 3140-DSB-001
| 3144-XZSO-811 |  | 3144-XD-811 | LIMIT SWITCH - OPEN |  |  | DIR | DCS | Field | [7 empty] | IS | 4503-VZ-DM-T31442011 |  |  |  | 3144-XZSO-811/3140-DSB-001 | [28 empty] | 3140-DSB-001
| 3144-XY-811 |  | 3144-XD-811 | SOLENOID VALVE |  |  | DOR | DCS | Field | [7 empty] | NIS | 4503-VZ-DM-T31442011 |  |  |  | 3144-XY-811/3900-DSB-014 | [28 empty] | 3900-DSB-014
| 3144-XZSC-812 |  | 3144-XD-812 | LIMIT SWITCH - CLOSE |  |  | DIR | DCS | Field | [7 empty] | IS | 4503-VZ-DM-T31442011 |  |  |  | 3144-XZSC-812/3140-DSB-001 | [28 empty] | 3140-DSB-001
| 3144-XZSO-812 |  | 3144-XD-812 | LIMIT SWITCH - OPEN |  |  | DIR | DCS | Field | [7 empty] | IS | 4503-VZ-DM-T31442011 |  |  |  | 3144-XZSO-812/3140-DSB-001 | [28 empty] | 3140-DSB-001
| 3144-XY-812 |  | 3144-XD-812 | SOLENOID VALVE |  |  | DOR | DCS | Field | [7 empty] | NIS | 4503-VZ-DM-T31442011 |  |  |  | 3144-XY-812/3900-DSB-014 | [28 empty] | 3900-DSB-014
| 3145-FIT-201 |  | 3145-FD-201 | FLOW IND.TRANSM. - CORIOLIS REMOTE MOUNT |  |  | AIRH | DCS | Field |  |  |  |  | 230 VAC |  |  | IS | 4503-VZ-DM-T31452003 |  |  |  | 3145-FIT-201/3140-DSB-001 | [28 empty] | 3140-DSB-001
| 3145-TT-602 |  | 3145-FD-201 | TEMPERATURE TRANSMITTER |  |  | AIRH | DCS | Field | [7 empty] | IS | 4503-VZ-DM-T31452003 |  |  |  | 3145-TT-602/3140-DSB-001 | [28 empty] | 3140-DSB-001
| 3145-FT-202 |  | 3145-FD-202 | FLOW TRANSMITTER - CORIOLIS |  |  | AIRH | DCS | Field |  |  |  |  | 230 VAC |  |  | IS | 4503-VZ-DM-T31452003 |  |  |  | 3145-FT-202/3900-DSB-009 | [28 empty] | 3900-DSB-009
| 3145-FY-202 |  | 3145-FD-202 | E/P POSITIONER |  |  | AORH | DCS | Field | [7 empty] | IS | 4503-VZ-DM-T31452003 |  |  |  | 3145-FY-202/3140-DSB-001 | [28 empty] | 3140-DSB-001
| 3145-FIT-204 |  | 3145-FD-204 | FLOW IND.TRANSM. - CORIOLIS REMOTE MOUNT |  |  | AIRH | DCS | Field |  |  |  |  | 230 VAC |  |  | IS | 4503-VZ-DM-T31452003 |  |  |  | 3145-FIT-204/3140-DSB-001 | [28 empty] | 3140-DSB-001
| 3145-TT-603 |  | 3145-FD-204 | TEMPERATURE TRANSMITTER |  |  | AIRH | DCS | Field | [7 empty] | IS | 4503-VZ-DM-T31452003 |  |  |  | 3145-TT-603/3140-DSB-001 | [28 empty] | 3140-DSB-001
| 3145-FT-205 |  | 3145-FD-205 | FLOW TRANSMITTER - CORIOLIS |  |  | AIRH | DCS | Field |  |  |  |  | 230 VAC |  |  | IS | 4503-VZ-DM-T31452003 |  |  |  | 3145-FT-205/3900-DSB-009 | [28 empty] | 3900-DSB-009
| 3145-FY-205 |  | 3145-FD-205 | E/P POSITIONER |  |  | AORH | DCS | Field | [7 empty] | IS | 4503-VZ-DM-T31452003 |  |  |  | 3145-FY-205/3140-DSB-001 | [28 empty] | 3140-DSB-001
| 3150-WT-921P |  | 3150-WD-921P | WEIGHT TRANSMITTER |  |  | AIRH | DCS | Field |  |  |  |  | 230 VAC |  |  | IS | 4503-VZ-DM-T31502002 | 31-V-5009 |  |  | 3150-WT-921P/3140-DSB-003 | [28 empty] | 3140-DSB-003
| 3145-HS-111 |  | 3145-HD-111 | HAND SWITCH |  |  | DIR | DCS | Field | [7 empty] | NIS | 4503-VZ-DM-T31452003 |  |  |  | 3145-HS-111/3140-DSB-002 | [28 empty] | 3140-DSB-002
| 3145-HS-112 |  | 3145-HD-112 | HAND SWITCH |  |  | DIR | DCS | Field | [7 empty] | NIS | 4503-VZ-DM-T31452003 |  |  |  | 3145-HS-112/3140-DSB-002 | [28 empty] | 3140-DSB-002
| 3145-KZSS-803 |  | 3145-KD-803 | LIMIT SWITCH - STRAIGHT |  |  | DIR | DCS | Field | [7 empty] | IS | 4503-VZ-DM-T31452003 |  |  |  | 3145-KZSS-803/3140-DSB-001 | [28 empty] | 3140-DSB-001
| 3145-KZSD-803 |  | 3145-KD-803 | LIMIT SWITCH - DIVERT |  |  | DIR | DCS | Field | [7 empty] | IS | 4503-VZ-DM-T31452003 |  |  |  | 3145-KZSD-803/3140-DSB-001 | [28 empty] | 3140-DSB-001
| 3145-KY-803 |  | 3145-KD-803 | SOLENOID VALVE |  |  | DOR | DCS | Field | [7 empty] | NIS | 4503-VZ-DM-T31452003 |  |  |  | 3145-KY-803/3900-DSB-014 | [28 empty] | 3900-DSB-014
| 3145-KZSC-804 |  | 3145-KD-804 | LIMIT SWITCH - CLOSE |  |  | DIR | DCS | Field | [7 empty] | IS | 4503-VZ-DM-T31452003 |  |  |  | 3145-KZSC-804/3140-DSB-001 | [28 empty] | 3140-DSB-001
| 3145-KZSO-804 |  | 3145-KD-804 | LIMIT SWITCH - OPEN |  |  | DIR | DCS | Field | [7 empty] | IS | 4503-VZ-DM-T31452003 |  |  |  | 3145-KZSO-804/3140-DSB-001 | [28 empty] | 3140-DSB-001
| 3145-KY-804 |  | 3145-KD-804 | SOLENOID VALVE |  |  | DOR | DCS | Field | [7 empty] | NIS | 4503-VZ-DM-T31452003 |  |  |  | 3145-KY-804/3140-DSB-002 | [28 empty] | 3140-DSB-002
| 3145-KZSD-805 |  | 3145-KD-805 | LIMIT SWITCH - DIVERT |  |  | DIR | DCS | Field | [7 empty] | IS | 4503-VZ-DM-T31452003 |  |  |  | 3145-KZSD-805/3140-DSB-001 | [28 empty] | 3140-DSB-001
| 3145-KZSS-805 |  | 3145-KD-805 | LIMIT SWITCH - STRAIGHT |  |  | DIR | DCS | Field | [7 empty] | IS | 4503-VZ-DM-T31452003 |  |  |  | 3145-KZSS-805/3140-DSB-001 | [28 empty] | 3140-DSB-001
| 3145-KY-805 |  | 3145-KD-805 | SOLENOID VALVE |  |  | DOR | DCS | Field | [7 empty] | NIS | 4503-VZ-DM-T31452003 |  |  |  | 3145-KY-805/3140-DSB-002 | [28 empty] | 3140-DSB-002
| 3145-KZSC-806 |  | 3145-KD-806 | LIMIT SWITCH - CLOSE |  |  | DIR | DCS | Field | [7 empty] | IS | 4503-VZ-DM-T31452003 |  |  |  | 3145-KZSC-806/3140-DSB-001 | [28 empty] | 3140-DSB-001
| 3145-KZSO-806 |  | 3145-KD-806 | LIMIT SWITCH - OPEN |  |  | DIR | DCS | Field | [7 empty] | IS | 4503-VZ-DM-T31452003 |  |  |  | 3145-KZSO-806/3140-DSB-001 | [28 empty] | 3140-DSB-001
| 3145-KY-806 |  | 3145-KD-806 | SOLENOID VALVE |  |  | DOR | DCS | Field | [7 empty] | NIS | 4503-VZ-DM-T31452003 |  |  |  | 3145-KY-806/3140-DSB-002 | [28 empty] | 3140-DSB-002
| 3153-PZT-463BP |  | 3153-PZ-463 P | PRESSURE TRANSMITTER |  |  | AIRH | SIS | LGB | [7 empty] | IS | 4503-GP-VD-BD008T3131PK5206049 |  | 31-PK-5206A | VRC_C1/3153-PZ-463_G2 | 3153-SJB-271/3900-SSB-004 | [28 empty] | 3900-SSB-004
| 6110-XZSC-807 |  | 6110-XD-807 | LIMIT SWITCH - CLOSE |  |  | DIR | DCS | Field | [7 empty] | IS | 4503-VZ-DM-T61102011 |  |  |  | 6110-XZSC-807/6190-DSB-006 | [28 empty] | 6190-DSB-006
| 3145-XL-301B |  | 3145-LD-301 | LAMP |  |  | DOR | DCS | Field | [7 empty] | NIS | 4503-VZ-DM-T31452002 |  |  |  | 3145-XL-301B/3140-DSB-002 | [28 empty] | 3140-DSB-002
| 3145-LT-301 |  | 3145-LD-301 | LEVEL TRANSM. - DP DIAPHRAGM CAPILLARY |  |  | AIRH | DCS | Field | [7 empty] | IS | 4503-VZ-DM-T31452002 | 31-V-4586 |  |  | 3145-LT-301/3900-DSB-011 | [28 empty] | 3900-DSB-011
| 3140-PZIT-492CP |  | #N/A | PRESSURE IND. TRANSMITTER |  |  | AIRH | SIS | Field | [7 empty] | IS | 4503-GP-VD-BD002T3131PK4003034_LO HEADER |  | 31-PK-4003 |  | 3140-PZIT-492CP/3140-SJB-251 | [28 empty] | 3900-SSB-002
| 3152-PT-443P |  | 3152-PD-443P | PRESSURE TRANSMITTER |  |  | AIRH | DCS | Field | [7 empty] | IS | 4503-VZ-DM-T31522008 | 31-P-5246 |  |  | 3152-PT-443P/3140-DSB-003 | [28 empty] | 3140-DSB-003
| 3144-LT-310P |  | 3144-LD-310P | LEVEL TRANSMITTER |  |  | AIRH | DCS | Field | [7 empty] | IS | 4503-VZ-DM-T31442090 | 31-P-4476 B | 31-P-4476 A/B/C | 31-P-4476_G2 | 3144-LT-310P/3900-DSB-009 | [28 empty] | 3900-DSB-009
| 3143-LT-307P |  | 3143-LD-307P | LEVEL TRANSMITTER |  |  | AIRH | DCS | Field | [7 empty] | IS | 4503-VZ-DM-T31432090 | 31-P-4351 B | 31-P-4351 A/B | 31-P-4351_G2 | 3143-LT-307P/3900-DSB-009 | [28 empty] | 3900-DSB-009
| 3145-LT-306 |  | 3145-LD-306 | LEVEL TRANSM. - DP DIAPHRAGM CAPILLARY |  |  | AIRH | DCS | Field | [7 empty] | IS | 4503-VZ-DM-T31452002 | 31-V-4586 |  |  | 3145-LT-306/3140-DSB-001 | [28 empty] | 3140-DSB-001
| 3145-PT-405 |  | 3145-PD-405 | PRESSURE TRANSM. - DIAPH. WITH CAPILLARY |  |  | AIRH | DCS | Field | [7 empty] | IS | 4503-VZ-DM-T31452002 |  |  |  | 3145-PT-405/3900-DSB-011 | [28 empty] | 3900-DSB-011
| 3145-PY-405A |  | 3145-PD-405 | E/P POSITIONER |  |  | AORH | DCS | Field | [7 empty] | IS | 4503-VZ-DM-T31452002 |  |  |  | 3145-PY-405A/3140-DSB-001 | [28 empty] | 3140-DSB-001
| 3145-PY-405B |  | 3145-PD-405 | E/P POSITIONER |  |  | AORH | DCS | Field | [7 empty] | IS | 4503-VZ-DM-T31452002 |  |  |  | 3145-PY-405B/3140-DSB-001 | [28 empty] | 3140-DSB-001
| 3145-PDT-410 |  | 3145-PD-410 | PRESSURE DIFF. TRAN. -HP DIAPH./LP THRD. |  |  | AIRH | DCS | Field | [7 empty] | IS | 4503-VZ-DM-T31452003 |  |  |  | 3145-PDT-410/3900-DSB-011 | [28 empty] | 3900-DSB-011
| 3145-PIT-411 |  | 3145-PD-411 | PRESSURE IND. TRANSM - DIAPH. WITH CAP |  |  | AIRH | DCS | Field | [7 empty] | IS | 4503-VZ-DM-T31452002 |  |  |  | 3145-PIT-411/3900-DSB-011 | [28 empty] | 3900-DSB-011
| 3145-PIT-413 |  | 3145-PD-413 | PRESSURE IND. TRANSM - DIAPH. WITH CAP |  |  | AIRH | DCS | Field | [7 empty] | IS | 4503-VZ-DM-T31452002 |  |  |  | 3145-PIT-413/3900-DSB-011 | [28 empty] | 3900-DSB-011
| 3145-PDT-415 |  | 3145-PD-415 | PRESSURE DIFF. TRAN. -HP DIAPH./LP THRD. |  |  | AIRH | DCS | Field | [7 empty] | IS | 4503-VZ-DM-T31452003 |  |  |  | 3145-PDT-415/3900-DSB-011 | [28 empty] | 3900-DSB-011
| 3144-LT-309P |  | 3144-LD-309P | LEVEL TRANSMITTER |  |  | AIRH | DCS | Field | [7 empty] | IS | 4503-VZ-DM-T31442090 | 31-P-4476 A | 31-P-4476 A/B/C | 31-P-4476_G1 | 3144-LT-309P/3900-DSB-009 | [28 empty] | 3900-DSB-009
| 3145-PT-416P |  | 3145-PD-416P | PRESSURE TRANSMITTER |  |  | AIRH | DCS | Field | [7 empty] | IS | 4503-VZ-DM-T31452090 | 31-P-4587A | 31-P-4587 A/B/S | 31-P-4587_G2 | 3145-PT-416P/3900-DSB-009 | [28 empty] | 3900-DSB-009
| 3145-SE-901 |  | 3145-SD-901 | SPEED SENSOR / TRANSMITTER |  |  | AIRH | DCS | Field |  |  |  |  | 230 VAC |  |  | IS | 4503-VZ-DM-T31452002 | 31-V-4586 |  |  | 3145-SE-901/3140-DSB-001 | [28 empty] | 3140-DSB-001
| 3145-TIT-601 |  | 3145-TD-601 | TEMPERATURE IND. TRANSM. - REMOTE MOUNT |  |  | AIRH | DCS | Field | [7 empty] | IS | 4503-VZ-DM-T31452002 | 31-V-4586 |  |  | 3145-TIT-601/3140-DSB-001 | [28 empty] | 3140-DSB-001
| 3145-WT-902P |  | 3145-WD-902 | WEIGHT TRANSMITTER |  |  | AIRH | DCS | Field |  |  |  |  | 230 VAC |  |  | IS | 4503-VZ-DM-T31452002 | 31-W-4573 |  |  | 3145-WT-902P/3900-DSB-009 | [28 empty] | 3900-DSB-009
| 3145-XZSC-801 |  | 3145-XD-801 | LIMIT SWITCH - CLOSE |  |  | DIR | DCS | Field | [7 empty] | IS | 4503-VZ-DM-T31452003 |  |  |  | 3145-XZSC-801/3140-DSB-001 | [28 empty] | 3140-DSB-001
| 3145-XZSO-801 |  | 3145-XD-801 | LIMIT SWITCH - OPEN |  |  | DIR | DCS | Field | [7 empty] | IS | 4503-VZ-DM-T31452003 |  |  |  | 3145-XZSO-801/3140-DSB-001 | [28 empty] | 3140-DSB-001
| 3145-XY-805 |  | 3145-XD-801 | SOLENOID VALVE |  |  | DOR | DCS | Field | [7 empty] | NIS | 4503-VZ-DM-T31452003 |  |  |  | 3145-XY-805/3140-DSB-002 | [28 empty] | 3140-DSB-002
| 3145-XZSC-802 |  | 3145-XD-802 | LIMIT SWITCH - CLOSE |  |  | DIR | DCS | Field | [7 empty] | IS | 4503-VZ-DM-T31452003 |  |  |  | 3145-XZSC-802/3140-DSB-001 | [28 empty] | 3140-DSB-001
| 3145-XZSO-802 |  | 3145-XD-802 | LIMIT SWITCH - OPEN |  |  | DIR | DCS | Field | [7 empty] | IS | 4503-VZ-DM-T31452003 |  |  |  | 3145-XZSO-802/3140-DSB-001 | [28 empty] | 3140-DSB-001
| 3145-XZSC-803 |  | 3145-XD-803 | LIMIT SWITCH - CLOSE |  |  | DIR | DCS | Field | [7 empty] | IS | 4503-VZ-DM-T31452003 |  |  |  | 3145-XZSC-803/3140-DSB-001 | [28 empty] | 3140-DSB-001
| 3145-XZSO-803 |  | 3145-XD-803 | LIMIT SWITCH - OPEN |  |  | DIR | DCS | Field | [7 empty] | IS | 4503-VZ-DM-T31452003 |  |  |  | 3145-XZSO-803/3140-DSB-001 | [28 empty] | 3140-DSB-001
| 3145-XY-803 |  | 3145-XD-803 | SOLENOID VALVE |  |  | DOR | DCS | Field | [7 empty] | NIS | 4503-VZ-DM-T31452003 |  |  |  | 3145-XY-803/3140-DSB-002 | [28 empty] | 3140-DSB-002
| 3145-XZSC-804 |  | 3145-XD-804 | LIMIT SWITCH - CLOSE |  |  | DIR | DCS | Field | [7 empty] | IS | 4503-VZ-DM-T31452003 |  |  |  | 3145-XZSC-804/3140-DSB-001 | [28 empty] | 3140-DSB-001
| 3145-XZSO-804 |  | 3145-XD-804 | LIMIT SWITCH - OPEN |  |  | DIR | DCS | Field | [7 empty] | IS | 4503-VZ-DM-T31452003 |  |  |  | 3145-XZSO-804/3140-DSB-001 | [28 empty] | 3140-DSB-001
| 3150-AT-005 |  | 3150-AD-005 | ANALYZER - HC (IR TYPE) |  |  | AIRH | DCS | Field |  |  |  |  | 24 VDC |  |  | NIS | 4503-VZ-DM-T31502004 |  |  |  | 3150-AT-005/3900-DSB-004 | [28 empty] | 3900-DSB-004
| 3150-AT-050 |  | 3150-AD-050 | ANALYZER XMTR - O2 |  |  | AIRH | DCS | Field |  |  |  |  | 230 VAC |  |  | NIS | 4503-VZ-DM-T31502004 |  |  |  | 3150-AT-050/3900-DSB-004 | [28 empty] | 3900-DSB-004
| 3150-AZT-050 |  | 3150-AZ-050 | ANALYZER -DISSOLVED OXYGEN (O2) |  |  | AIRH | SIS | Field | [7 empty] | IS | 4503-VZ-DM-T31502004 |  |  |  | 3150-AZT-050/3900-SSB-001 | [28 empty] | 3900-SSB-001
| 3150-FT-201 |  | 3150-FD-201 | FLOW TRANSMITTER - VORTEX |  |  | AIRH | DCS | Field | [7 empty] | IS | 4503-VZ-DM-T31502002 |  |  |  | 3150-FT-201/3900-DSB-003 | [28 empty] | 3900-DSB-003
| 3150-FT-202 |  | 3150-FD-202 | FLOW TRANSMITTER - CORIOLIS |  |  | AIRH | DCS | Field | [7 empty] | IS | 4503-VZ-DM-T31502001 |  |  |  | 3150-FT-202/3900-DSB-003 | [28 empty] | 3900-DSB-003
| 3150-FY-202 |  | 3150-FD-202 | E/P POSITIONER |  |  | AORH | DCS | Field | [7 empty] | IS | 4503-VZ-DM-T31502001 |  |  |  | 3150-FY-202/3900-DSB-003 | [28 empty] | 3900-DSB-003
| 3150-FT-203 |  | 3150-FD-203 | FLOW TRANSMITTER - VORTEX |  |  | AIRH | DCS | Field | [7 empty] | IS | 4503-VZ-DM-T31502001 |  |  |  | 3150-FT-203/3900-DSB-003 | [28 empty] | 3900-DSB-003
| 3150-FT-204 |  | 3150-FD-204 | FLOW TRANSMITTER - VORTEX |  |  | AIRH | DCS | Field | [7 empty] | IS | 4503-VZ-DM-T31502001 |  |  |  | 3150-FT-204/3900-DSB-001 | [28 empty] | 3900-DSB-001
| 3150-FY-204 |  | 3150-FD-204 | E/P POSITIONER |  |  | AORH | DCS | Field | [7 empty] | IS | 4503-VZ-DM-T31502001 |  |  |  | 3150-FY-204/3900-DSB-001 | [28 empty] | 3900-DSB-001
| 3150-FT-214 |  | 3150-FD-214 | FLOW TRANSMITTER - VORTEX |  |  | AIRH | DCS | Field | [7 empty] | IS | 4503-VZ-DM-T31502004 |  |  |  | 3150-FT-214/3900-DSB-003 | [28 empty] | 3900-DSB-003
| 3150-FT-216 |  | 3150-FD-216 | FLOW TRANSM. - ULTRASONIC REMOTE MOUNT |  |  | AIRH | DCS | Field |  |  |  |  | 230 VAC |  |  | NIS | 4503-VZ-DM-T31502004 |  |  |  | 3150-FT-216/3900-DSB-004 | [28 empty] | 3900-DSB-004
| 3150-FY-216 |  | 3150-FD-216 | E/P POSITIONER |  |  | AORH | DCS | Field | [7 empty] | IS | 4503-VZ-DM-T31502004 |  |  |  | 3150-FY-216/3900-DSB-003 | [28 empty] | 3900-DSB-003
| 3150-FT-221 |  | 3150-FD-221 | FLOW TRANSMITTER - VORTEX |  |  | AIRH | DCS | Field | [7 empty] | IS | 4503-VZ-DM-T31502001 |  |  |  | 3150-FT-221/3900-DSB-003 | [28 empty] | 3900-DSB-003
| 3150-FY-221 |  | 3150-FD-221 | E/P POSITIONER |  |  | AORH | DCS | Field | [7 empty] | IS | 4503-VZ-DM-T31502002 |  |  |  | 3150-FY-221/3900-DSB-003 | [28 empty] | 3900-DSB-003
| 3150-FZT-210A |  | 3150-FZ-210A | FLOW TRANSMITTER - VORTEX |  |  | AIRH | SIS | Field | [7 empty] | IS | 4503-VZ-DM-T31502001 |  |  | 3150-FZ-210_G1 | 3150-FZT-210A/3900-SSB-001 | [28 empty] | 3900-SSB-001
| 3150-FZT-210B |  | 3150-FZ-210B | FLOW TRANSMITTER - VORTEX |  |  | AIRH | SIS | Field | [7 empty] | IS | 4503-VZ-DM-T31502001 |  |  | 3150-FZ-210_G2 | 3150-FZT-210B/3900-SSB-001 | [28 empty] | 3900-SSB-001
| 3150-HS-111A |  | 3150-HD-111 | HAND SWITCH |  |  | DIR | DCS | Field | [7 empty] | NIS | 4503-VZ-DM-T31502004 |  |  |  | 3150-HS-111A/3900-DSB-004 | [28 empty] | 3900-DSB-004
| 3150-HS-111B |  | 3150-HD-111 | HAND SWITCH |  |  | DIR | DCS | Field | [7 empty] | NIS | 4503-VZ-DM-T31502004 |  |  |  | 3150-HS-111B/3900-DSB-004 | [28 empty] | 3900-DSB-004
| 3150-HS-113A |  | 3150-HD-113 | HAND SWITCH |  |  | DIR | DCS | Field | [7 empty] | NIS | 4503-VZ-DM-T31502002 |  |  |  | 3150-HS-113A/3900-DSB-004 | [28 empty] | 3900-DSB-004
| 3150-HS-113B |  | 3150-HD-113 | HAND SWITCH |  |  | DIR | DCS | Field | [7 empty] | NIS | 4503-VZ-DM-T31502002 |  |  |  | 3150-HS-113B/3900-DSB-004 | [28 empty] | 3900-DSB-004
| 3150-HS-114 |  | 3150-HD-114 | HAND SWITCH |  |  | DIR | DCS | Field | [7 empty] | NIS | 4503-VZ-DM-T31502002 |  |  |  | 3150-HS-114/3900-DSB-004 | [28 empty] | 3900-DSB-004
| 3150-HS-190A |  | 3150-HD-190 | HAND SWITCH |  |  | DIR | DCS | Field | [7 empty] | NIS | 4503-VZ-DM-T31502002 |  |  |  | 3150-HS-190A/3900-DSB-004 | [28 empty] | 3900-DSB-004
| 3150-HS-190B |  | 3150-HD-190 | HAND SWITCH |  |  | DIR | DCS | Field | [7 empty] | NIS | 4503-VZ-DM-T31502002 |  |  |  | 3150-HS-190B/3900-DSB-004 | [28 empty] | 3900-DSB-004
| 3150-HS-191A |  | 3150-HD-191 | HAND SWITCH |  |  | DIR | DCS | Field | [7 empty] | NIS | 4503-VZ-DM-T31502004 |  |  |  | 3150-HS-191A/3900-DSB-004 | [28 empty] | 3900-DSB-004
| 3152-XZSO-805 |  | 3152-XD-805 | LIMIT SWITCH - OPEN |  |  | DIR | DCS | Field | [7 empty] | IS | 4503-VZ-DM-T31522012 |  |  |  | 3152-XZSO-805/3900-DSB-001 | [28 empty] | 3900-DSB-001
| 3150-HS-192A |  | 3150-HD-192 | HAND SWITCH |  |  | DIR | DCS | Field | [7 empty] | NIS | 4503-VZ-DM-T31502004 |  |  |  | 3150-HS-192A/3900-DSB-004 | [28 empty] | 3900-DSB-004
| 3150-HS-192B |  | 3150-HD-192 | HAND SWITCH |  |  | DIR | DCS | Field | [7 empty] | NIS | 4503-VZ-DM-T31502004 |  |  |  | 3150-HS-192B/3900-DSB-004 | [28 empty] | 3900-DSB-004
| 3150-KZSC-804 |  | 3150-KD-804 | LIMIT SWITCH - CLOSE |  |  | DIR | DCS | Field | [7 empty] | IS | 4503-VZ-DM-T31502004 |  |  |  | 3150-KZSC-804/3900-DSB-003 | [28 empty] | 3900-DSB-003
| 3150-KZSO-804 |  | 3150-KD-804 | LIMIT SWITCH - OPEN |  |  | DIR | DCS | Field | [7 empty] | IS | 4503-VZ-DM-T31502004 |  |  |  | 3150-KZSO-804/3900-DSB-003 | [28 empty] | 3900-DSB-003
| 3150-KY-804 |  | 3150-KD-804 | SOLENOID VALVE |  |  | DOR | DCS | Field | [7 empty] | NIS | 4503-VZ-DM-T31502004 |  |  |  | 3150-KY-804/3900-DSB-004 | [28 empty] | 3900-DSB-004
| 3150-KZSC-805 |  | 3150-KD-805 | LIMIT SWITCH - CLOSE |  |  | DIR | DCS | Field | [7 empty] | IS | 4503-VZ-DM-T31502004 |  |  |  | 3150-KZSC-805/3900-DSB-003 | [28 empty] | 3900-DSB-003
| 3150-KZSO-805 |  | 3150-KD-805 | LIMIT SWITCH - OPEN |  |  | DIR | DCS | Field | [7 empty] | IS | 4503-VZ-DM-T31502004 |  |  |  | 3150-KZSO-805/3900-DSB-003 | [28 empty] | 3900-DSB-003
| 3150-KY-805 |  | 3150-KD-805 | SOLENOID VALVE |  |  | DOR | DCS | Field | [7 empty] | NIS | 4503-VZ-DM-T31502004 |  |  |  | 3150-KY-805/3900-DSB-004 | [28 empty] | 3900-DSB-004
| 3150-KZSC-806 |  | 3150-KD-806 | LIMIT SWITCH - CLOSE |  |  | DIR | DCS | Field | [7 empty] | IS | 4503-VZ-DM-T31502002 |  |  |  | 3150-KZSC-806/3900-DSB-003 | [28 empty] | 3900-DSB-003
| 3150-KZSO-806 |  | 3150-KD-806 | LIMIT SWITCH - OPEN |  |  | DIR | DCS | Field | [7 empty] | IS | 4503-VZ-DM-T31502002 |  |  |  | 3150-KZSO-806/3900-DSB-003 | [28 empty] | 3900-DSB-003
| 3150-KZSC-807 |  | 3150-KD-807 | LIMIT SWITCH - CLOSE |  |  | DIR | DCS | Field | [7 empty] | IS | 4503-VZ-DM-T31502002 |  |  |  | 3150-KZSC-807/3900-DSB-003 | [28 empty] | 3900-DSB-003
| 3150-KZSO-807 |  | 3150-KD-807 | LIMIT SWITCH - OPEN |  |  | DIR | DCS | Field | [7 empty] | IS | 4503-VZ-DM-T31502002 |  |  |  | 3150-KZSO-807/3900-DSB-003 | [28 empty] | 3900-DSB-003
| 3150-KY-807 |  | 3150-KD-807 | SOLENOID VALVE |  |  | DOR | DCS | Field | [7 empty] | NIS | 4503-VZ-DM-T31502002 |  |  |  | 3150-KY-807/3900-DSB-004 | [28 empty] | 3900-DSB-004
| 3150-KZSC-809 |  | 3150-KD-809 | LIMIT SWITCH - CLOSE |  |  | DIR | DCS | Field | [7 empty] | IS | 4503-VZ-DM-T31502004 |  |  |  | 3150-KZSC-809/3900-DSB-003 | [28 empty] | 3900-DSB-003
| 3150-KZSO-809 |  | 3150-KD-809 | LIMIT SWITCH - OPEN |  |  | DIR | DCS | Field | [7 empty] | IS | 4503-VZ-DM-T31502004 |  |  |  | 3150-KZSO-809/3900-DSB-003 | [28 empty] | 3900-DSB-003
| 3150-KY-809 |  | 3150-KD-809 | SOLENOID VALVE |  |  | DOR | DCS | Field | [7 empty] | NIS | 4503-VZ-DM-T31502004 |  |  |  | 3150-KY-809/3900-DSB-004 | [28 empty] | 3900-DSB-004
| 3150-KZSC-810 |  | 3150-KD-810 | LIMIT SWITCH - CLOSE |  |  | DIR | DCS | Field | [7 empty] | IS | 4503-VZ-DM-T31502004 |  |  |  | 3150-KZSC-810/3900-DSB-003 | [28 empty] | 3900-DSB-003
| 3150-KZSO-810 |  | 3150-KD-810 | LIMIT SWITCH - OPEN |  |  | DIR | DCS | Field | [7 empty] | IS | 4503-VZ-DM-T31502004 |  |  |  | 3150-KZSO-810/3900-DSB-003 | [28 empty] | 3900-DSB-003
| 3150-KY-810 |  | 3150-KD-810 | SOLENOID VALVE |  |  | DOR | DCS | Field | [7 empty] | NIS | 4503-VZ-DM-T31502004 |  |  |  | 3150-KY-810/3900-DSB-004 | [28 empty] | 3900-DSB-004
| 3150-KZSC-812 |  | 3150-KD-812 | LIMIT SWITCH - CLOSE |  |  | DIR | DCS | Field | [7 empty] | IS | 4503-VZ-DM-T31502004 |  |  |  | 3150-KZSC-812/3900-DSB-003 | [28 empty] | 3900-DSB-003
| 3150-KZSO-812 |  | 3150-KD-812 | LIMIT SWITCH - OPEN |  |  | DIR | DCS | Field | [7 empty] | IS | 4503-VZ-DM-T31502004 |  |  |  | 3150-KZSO-812/3900-DSB-003 | [28 empty] | 3900-DSB-003
| 3150-KY-812 |  | 3150-KD-812 | SOLENOID VALVE |  |  | DOR | DCS | Field | [7 empty] | NIS | 4503-VZ-DM-T31502004 |  |  |  | 3150-KY-812/3900-DSB-004 | [28 empty] | 3900-DSB-004
| 3150-LSH-302 |  | 3150-LD-302 | LEVEL SWITCH - TUNNING FORK |  |  | DIR | DCS | Field | [7 empty] | IS | 4503-VZ-DM-T31502002 | 31-V-5009 |  |  | 3150-LSH-302/3900-DSB-003 | [28 empty] | 3900-DSB-003
| 3150-LS-305 |  | 3150-LD-305 | LEVEL SWITCH - TUNNING FORK |  |  | DIR | DCS | Field | [7 empty] | IS | 4503-VZ-DM-T31502004 |  |  |  | 3150-LS-305/3900-DSB-003 | [28 empty] | 3900-DSB-003
| 3150-LSH-308 |  | 3150-LD-308 | LEVEL SWITCH - TUNNING FORK |  |  | DIR | DCS | Field | [7 empty] | IS | 4503-VZ-DM-T31502002 | 31-V-5009 |  |  | 3150-LSH-308/3900-DSB-003 | [28 empty] | 3900-DSB-003
| 3150-LZS-303A |  | 3150-LZ-303 | LEVEL SWITCH - GAMMA RAY |  |  | AIRH | SIS | Field |  |  |  |  | 230 VAC |  |  | NIS | 4503-VZ-DM-T31502002 | 31-V-5009 |  | 3150-LZ-303_G1 | 3150-LZS-303A/3900-SSB-001 | [28 empty] | 3900-SSB-001
| 3150-LZS-303B |  | 3150-LZ-303 | LEVEL SWITCH - GAMMA RAY |  |  | AIRH | SIS | Field |  |  |  |  | 230 VAC |  |  | NIS | 4503-VZ-DM-T31502002 | 31-V-5009 |  | 3150-LZ-303_G2 | 3150-LZS-303B/3900-SSB-001 | [28 empty] | 3900-SSB-001
| 3150-LZT-307A |  | 3150-LZ-307 | LEVEL TRANSM. - GAMMA RAY |  |  | AIRH | SIS | Field |  |  |  |  | 230 VAC |  |  | NIS | 4503-VZ-DM-T31502002 | 31-V-5009 |  | 3150-LZ-307_G1 | 3150-LZT-307A/3900-SSB-001 | [28 empty] | 3900-SSB-001
| 3150-LZT-307B |  | 3150-LZ-307 | LEVEL TRANSM. - GAMMA RAY |  |  | AIRH | SIS | Field |  |  |  |  | 230 VAC |  |  | NIS | 4503-VZ-DM-T31502002 | 31-V-5009 |  | 3150-LZ-307_G2 | 3150-LZT-307B/3900-SSB-001 | [28 empty] | 3900-SSB-001
| 3150-PT-401 |  | 3150-PD-401 | PRESSURE TRANSMITTER |  |  | AIRH | DCS | Field | [7 empty] | IS | 4503-VZ-DM-T31502003 | 31-F-5010 |  |  | 3150-PT-401/3900-DSB-003 | [28 empty] | 3900-DSB-003
| 3150-PT-404 |  | 3150-PD-404 | PRESSURE TRANSMITTER |  |  | AIRH | DCS | Field | [7 empty] | IS | 4503-VZ-DM-T31502003 | 31-F-5010 |  |  | 3150-PT-404/3900-DSB-003 | [28 empty] | 3900-DSB-003
| 3150-PY-404 |  | 3150-PD-404 | E/P POSITIONER |  |  | AORH | DCS | Field | [7 empty] | IS | 4503-VZ-DM-T31502003 |  |  |  | 3150-PY-404/3900-DSB-003 | [28 empty] | 3900-DSB-003
| 3150-PDT-405 |  | 3150-PD-405 | PRESSURE DIFFERENTIAL TRANSMITTER |  |  | AIRH | DCS | Field | [7 empty] | IS | 4503-VZ-DM-T31502003 | 31-F-5010 |  |  | 3150-PDT-405/3900-DSB-003 | [28 empty] | 3900-DSB-003
| 3150-PIT-406 |  | 3150-PD-406 | PRESSURE IND. TRANSMITTER |  |  | AIRH | DCS | Field | [7 empty] | IS | 4503-VZ-DM-T31502003 |  |  |  | 3150-PIT-406/3900-DSB-003 | [28 empty] | 3900-DSB-003
| 3150-PDT-408 |  | 3150-PD-408 | PRESSURE DIFFERENTIAL TRANSMITTER |  |  | AIRH | DCS | Field | [7 empty] | IS | 4503-VZ-DM-T31502004 | 31-F-5019 |  |  | 3150-PDT-408/3900-DSB-003 | [28 empty] | 3900-DSB-003
| 3150-PZT-403A |  | 3150-PZ-403 | PRESSURE TRANSMITTER |  |  | AIRH | SIS | Field | [7 empty] | IS | 4503-VZ-DM-T31502002 | 31-V-5009 |  | 3150-PZ-403_G1 | 3150-PZT-403A/3900-SSB-001 | [28 empty] | 3900-SSB-001
| 3150-PZT-403B |  | 3150-PZ-403 | PRESSURE TRANSMITTER |  |  | AIRH | SIS | Field | [7 empty] | IS | 4503-VZ-DM-T31502002 | 31-V-5009 |  | 3150-PZ-403_G2 | 3150-PZT-403B/3900-SSB-001 | [28 empty] | 3900-SSB-001
| 3150-ST-925 |  | 3150-SD-925 | SPEED TRANSMITTER |  |  | AIRH | DCS | Field |  |  |  |  | 230 VAC |  |  | IS | 4503-VZ-DM-T31502002 | 31-RF-5011 |  |  | 3150-ST-925/3900-DSB-003 | [28 empty] | 3900-DSB-003
| 6110-XZSO-807 |  | 6110-XD-807 | LIMIT SWITCH - OPEN |  |  | DIR | DCS | Field | [7 empty] | IS | 4503-VZ-DM-T61102011 |  |  |  | 6110-XZSO-807/6190-DSB-006 | [28 empty] | 6190-DSB-006
| 6110-XY-807 |  | 6110-XD-807 | SOLENOID VALVE |  |  | DOR | DCS | Field | [7 empty] | NIS | 4503-VZ-DM-T61102011 |  |  |  | 6110-XY-807/6190-DSB-007 | [28 empty] | 6190-DSB-007
| 3140-HZS-130P |  | #N/A | HAND SWITCH |  |  | DO | SIS | LP | [7 empty] | NIS | 4503-GP-VD-BD002T3131PK4003034_CGT |  | 31-PK-4003 |  | 3140-HZS-130P/3140-XLP-151 | [28 empty] | 3900-SSB-002
| 3150-HS-191B |  | 3150-HD-191 | HAND SWITCH |  |  | DIR | DCS | Field | [7 empty] | NIS | 4503-VZ-DM-T31502004 |  |  |  | 3150-HS-191B/3900-DSB-004 | [28 empty] | 3900-DSB-004
| 3150-XZSC-802 |  | 3150-XD-802 | LIMIT SWITCH - CLOSE |  |  | DIR | DCS | Field | [7 empty] | IS | 4503-VZ-DM-T31502002 |  |  |  | 3150-XZSC-802/3900-DSB-003 | [28 empty] | 3900-DSB-003
| 3150-XZSO-802 |  | 3150-XD-802 | LIMIT SWITCH - OPEN |  |  | DIR | DCS | Field | [7 empty] | IS | 4503-VZ-DM-T31502002 |  |  |  | 3150-XZSO-802/3900-DSB-003 | [28 empty] | 3900-DSB-003
| 3150-XYC-802 |  | 3150-XD-802 | SOLENOID VALVE |  |  | DOR | DCS | Field | [7 empty] | NIS | 4503-VZ-DM-T31502002 |  |  |  | 3150-XYC-802/3900-DSB-004 | [28 empty] | 3900-DSB-004
| 3150-XYO-802 |  | 3150-XD-802 | SOLENOID VALVE |  |  | DOR | DCS | Field | [7 empty] | NIS | 4503-VZ-DM-T31502002 |  |  |  | 3150-XYO-802/3900-DSB-004 | [28 empty] | 3900-DSB-004
| 3150-XZSC-803 |  | 3150-XZ-803 | LIMIT SWITCH - CLOSE |  |  | DIR | DCS | Field | [7 empty] | IS | 4503-VZ-DM-T31502002 |  |  |  | 3150-XZSC-803/3900-DSB-003 | [28 empty] | 3900-DSB-003
| 3150-XZSO-803 |  | 3150-XZ-803 | LIMIT SWITCH - OPEN |  |  | DIR | DCS | Field | [7 empty] | IS | 4503-VZ-DM-T31502002 |  |  |  | 3150-XZSO-803/3900-DSB-003 | [28 empty] | 3900-DSB-003
| 3150-XZY-803 |  | 3150-XZ-803 | SOLENOID VALVE |  |  | DOR | SIS | Field | [7 empty] | NIS | 4503-VZ-DM-T31502002 |  |  |  | 3150-XZY-803/3900-SSB-001 | [28 empty] | 3900-SSB-001
| 3150-XZSC-830 |  | 3150-XZ-830 | LIMIT SWITCH - CLOSE |  |  | DIR | DCS | Field | [7 empty] | IS | 4503-VZ-DM-T31502004 |  |  |  | 3150-XZSC-830/3900-DSB-003 | [28 empty] | 3900-DSB-003
| 3150-XZSO-830 |  | 3150-XZ-830 | LIMIT SWITCH - OPEN |  |  | DIR | DCS | Field | [7 empty] | IS | 4503-VZ-DM-T31502004 |  |  |  | 3150-XZSO-830/3900-DSB-003 | [28 empty] | 3900-DSB-003
| 3150-XZY-830 |  | 3150-XZ-830 | SOLENOID VALVE |  |  | DOR | SIS | Field | [7 empty] | NIS | 4503-VZ-DM-T31502004 |  |  |  | 3150-XZY-830/3900-SSB-001 | [28 empty] | 3900-SSB-001
| 3150-XZSC-831 |  | 3150-XZ-831 | LIMIT SWITCH - CLOSE |  |  | DIR | DCS | Field | [7 empty] | IS | 4503-VZ-DM-T31502004 |  |  |  | 3150-XZSC-831/3900-DSB-003 | [28 empty] | 3900-DSB-003
| 3150-XZSO-831 |  | 3150-XZ-831 | LIMIT SWITCH - OPEN |  |  | DIR | DCS | Field | [7 empty] | IS | 4503-VZ-DM-T31502004 |  |  |  | 3150-XZSO-831/3900-DSB-003 | [28 empty] | 3900-DSB-003
| 3150-XZY-831 |  | 3150-XZ-831 | SOLENOID VALVE |  |  | DOR | SIS | Field | [7 empty] | NIS | 4503-VZ-DM-T31502004 |  |  |  | 3150-XZY-831/3900-SSB-001 | [28 empty] | 3900-SSB-001
| 3150-XZSC-832 |  | 3150-XZ-832 | LIMIT SWITCH - CLOSE |  |  | DIR | DCS | Field | [7 empty] | IS | 4503-VZ-DM-T31502004 |  |  |  | 3150-XZSC-832/3900-DSB-003 | [28 empty] | 3900-DSB-003
| 3150-XZSO-832 |  | 3150-XZ-832 | LIMIT SWITCH - OPEN |  |  | DIR | DCS | Field | [7 empty] | IS | 4503-VZ-DM-T31502004 |  |  |  | 3150-XZSO-832/3900-DSB-003 | [28 empty] | 3900-DSB-003
| 3150-XZY-832 |  | 3150-XZ-832 | SOLENOID VALVE |  |  | DOR | SIS | Field | [7 empty] | NIS | 4503-VZ-DM-T31502004 |  |  |  | 3150-XZY-832/3900-SSB-001 | [28 empty] | 3900-SSB-001
| 3150-ZSC-922 |  | 3150-ZD-922 | LIMIT SWITCH CLOSED |  |  | DIR | DCS | Field | [7 empty] | IS | 4503-VZ-DM-T31502002 |  |  |  | 3150-ZSC-922/3900-DSB-003 | [28 empty] | 3900-DSB-003
| 3150-ZSC-923 |  | 3150-ZD-923 | LIMIT SWITCH CLOSED |  |  | DIR | DCS | Field | [7 empty] | IS | 4503-VZ-DM-T31502002 |  |  |  | 3150-ZSC-923/3900-DSB-003 | [28 empty] | 3900-DSB-003
| 3150-ZSC-924 |  | 3150-ZD-924 | LIMIT SWITCH CLOSED |  |  | DIR | DCS | Field | [7 empty] | IS | 4503-VZ-DM-T31502002 |  |  |  | 3150-ZSC-924/3900-DSB-003 | [28 empty] | 3900-DSB-003
| 3152-FT-202 |  | 3152-FD-202 | FLOW TRANSMITTER - CORIOLIS |  |  | AIRH | DCS | Field |  |  |  |  | 230 VAC |  |  | IS | 4503-VZ-DM-T31522004 |  |  |  | 3152-FT-202/3900-DSB-001 | [28 empty] | 3900-DSB-001
| 3152-FT-203 |  | 3152-FD-203 | FLOW TRANSMITTER - VORTEX |  |  | AIRH | DCS | Field | [7 empty] | IS | 4503-VZ-DM-T31522013 |  |  |  | 3152-FT-203/3900-DSB-001 | [28 empty] | 3900-DSB-001
| 3152-FY-203 |  | 3152-FD-203 | E/P POSITIONER |  |  | AORH | DCS | Field | [7 empty] | IS | 4503-VZ-DM-T31522013 |  |  |  | 3152-FY-203/3900-DSB-001 | [28 empty] | 3900-DSB-001
| 3152-FT-205 |  | 3152-FD-205 | FLOW TRANSMITTER - VORTEX |  |  | AIRH | DCS | Field | [7 empty] | IS | 4503-VZ-DM-T31522003 |  |  |  | 3152-FT-205/3900-DSB-001 | [28 empty] | 3900-DSB-001
| 3152-FY-205 |  | 3152-FD-205 | E/P POSITIONER |  |  | AORH | DCS | Field | [7 empty] | IS | 4503-VZ-DM-T31522003 |  |  |  | 3152-FY-205/3900-DSB-001 | [28 empty] | 3900-DSB-001
| 3152-FT-206 |  | 3152-FD-206 | FLOW TRANSMITTER - VORTEX |  |  | AIRH | DCS | Field | [7 empty] | IS | 4503-VZ-DM-T31522002 |  |  |  | 3152-FT-206/3900-DSB-001 | [28 empty] | 3900-DSB-001
| 3152-FY-206 |  | 3152-FD-206 | E/P POSITIONER |  |  | AORH | DCS | Field | [7 empty] | IS | 4503-VZ-DM-T31522002 |  |  |  | 3152-FY-206/3900-DSB-001 | [28 empty] | 3900-DSB-001
| 3152-FT-210 |  | 3152-FD-210 | FLOW TRANSMITTER - VORTEX |  |  | AIRH | DCS | Field | [7 empty] | IS | 4503-VZ-DM-T31522003 |  |  |  | 3152-FT-210/3900-DSB-008 | [28 empty] | 3900-DSB-008
| 3152-FY-210 |  | 3152-FD-210 | E/P POSITIONER |  |  | AORH | DCS | Field | [7 empty] | IS | 4503-VZ-DM-T31522003 |  |  |  | 3152-FY-210/3900-DSB-001 | [28 empty] | 3900-DSB-001
| 3152-FT-215 |  | 3152-FD-215 | FLOW TRANSMITTER - VORTEX |  |  | AIRH | DCS | Field | [7 empty] | IS | 4503-VZ-DM-T31522004 |  |  |  | 3152-FT-215/3900-DSB-001 | [28 empty] | 3900-DSB-001
| 3152-FY-215 |  | 3152-FD-215 | E/P POSITIONER |  |  | AORH | DCS | Field | [7 empty] | IS | 4503-VZ-DM-T31522004 |  |  |  | 3152-FY-215/3900-DSB-001 | [28 empty] | 3900-DSB-001
| 3152-FT-216 |  | 3152-FD-216 | FLOW TRANSMITTER - CORIOLIS |  |  | AIRH | DCS | Field |  |  |  |  | 230 VAC |  |  | IS | 4503-VZ-DM-T31522008 |  |  |  | 3152-FT-216/3900-DSB-001 | [28 empty] | 3900-DSB-001
| 3152-FT-217 |  | 3152-FD-217 | FLOW TRANSMITTER - VORTEX |  |  | AIRH | DCS | Field | [7 empty] | IS | 4503-VZ-DM-T31522008 |  |  |  | 3152-FT-217/3900-DSB-001 | [28 empty] | 3900-DSB-001
| 3152-FT-218 |  | 3152-FD-218 | FLOW TRANSMITTER - VORTEX |  |  | AIRH | DCS | Field | [7 empty] | IS | 4503-VZ-DM-T31522008 |  |  |  | 3152-FT-218/3900-DSB-001 | [28 empty] | 3900-DSB-001
| 3152-FY-218 |  | 3152-FD-218 | E/P POSITIONER |  |  | AORH | DCS | Field | [7 empty] | IS | 4503-VZ-DM-T31522008 |  |  |  | 3152-FY-218/3900-DSB-001 | [28 empty] | 3900-DSB-001
| 3152-FT-219 |  | 3152-FD-219 | FLOW TRANSMITTER - CORIOLIS |  |  | AIRH | DCS | Field |  |  |  |  | 230 VAC |  |  | IS | 4503-VZ-DM-T31522010 |  |  |  | 3152-FT-219/3900-DSB-001 | [28 empty] | 3900-DSB-001
| 3152-FY-219 |  | 3152-FD-219 | E/P POSITIONER |  |  | AORH | DCS | Field | [7 empty] | IS | 4503-VZ-DM-T31522010 |  |  |  | 3152-FY-219/3900-DSB-001 | [28 empty] | 3900-DSB-001
| 3152-KZSC-802 |  | 3152-KD-802 | LIMIT SWITCH - CLOSE |  |  | DIR | DCS | Field | [7 empty] | IS | 4503-VZ-DM-T31522004 |  |  |  | 3152-KZSC-802/3900-DSB-001 | [28 empty] | 3900-DSB-001
| 3152-KZSO-802 |  | 3152-KD-802 | LIMIT SWITCH - OPEN |  |  | DIR | DCS | Field | [7 empty] | IS | 4503-VZ-DM-T31522004 |  |  |  | 3152-KZSO-802/3900-DSB-001 | [28 empty] | 3900-DSB-001
| 3152-KY-802 |  | 3152-KD-802 | SOLENOID VALVE |  |  | DOR | DCS | Field | [7 empty] | NIS | 4503-VZ-DM-T31522004 |  |  |  | 3152-KY-802/3900-DSB-002 | [28 empty] | 3900-DSB-002
| 3152-KZSC-803 |  | 3152-KD-803 | LIMIT SWITCH - CLOSE |  |  | DIR | DCS | Field | [7 empty] | IS | 4503-VZ-DM-T31522004 |  |  |  | 3152-KZSC-803/3900-DSB-001 | [28 empty] | 3900-DSB-001
| 3152-KZSO-803 |  | 3152-KD-803 | LIMIT SWITCH - OPEN |  |  | DIR | DCS | Field | [7 empty] | IS | 4503-VZ-DM-T31522004 |  |  |  | 3152-KZSO-803/3900-DSB-001 | [28 empty] | 3900-DSB-001
| 3152-KY-803 |  | 3152-KD-803 | SOLENOID VALVE |  |  | DOR | DCS | Field | [7 empty] | NIS | 4503-VZ-DM-T31522004 |  |  |  | 3152-KY-803/3900-DSB-002 | [28 empty] | 3900-DSB-002
| 3152-LT-301 |  | 3152-LD-301 | LEVEL TRANSM. - DP DIAPHRAGM CAPILLARY |  |  | AIRH | DCS | Field | [7 empty] | IS | 4503-VZ-DM-T31522013 | 31-V-5202 |  |  | 3152-LT-301/3900-DSB-001 | [28 empty] | 3900-DSB-001
| 3152-LY-301 |  | 3152-LD-301 | E/P POSITIONER |  |  | AORH | DCS | Field | [7 empty] | IS | 4503-VZ-DM-T31522013 |  |  |  | 3152-LY-301/3900-DSB-001 | [28 empty] | 3900-DSB-001
| 3152-LT-302 |  | 3152-LD-302 | LEVEL TRANSM. - DP DIAPHRAGM CAPILLARY |  |  | AIRH | DCS | Field | [7 empty] | IS | 4503-VZ-DM-T31522013 | 31-V-5202 |  |  | 3152-LT-302/3900-DSB-001 | [28 empty] | 3900-DSB-001
| 3152-LT-304 |  | 3152-LD-304 | LEVEL TRANSM. - DP DIAPHRAGM CAPILLARY |  |  | AIRH | DCS | Field | [7 empty] | IS | 4503-VZ-DM-T31522004 | 31-V-5210 |  |  | 3152-LT-304/3900-DSB-001 | [28 empty] | 3900-DSB-001
| 3152-LY-304 |  | 3152-LD-304 | E/P POSITIONER |  |  | AORH | DCS | Field | [7 empty] | IS | 4503-VZ-DM-T31522003 |  |  |  | 3152-LY-304/3900-DSB-001 | [28 empty] | 3900-DSB-001
| 3152-LT-305P |  | 3152-LD-305P | LEVEL TRANSM. - DP DIAPHRAGM CAPILLARY |  |  | AIRH | DCS | Field | [7 empty] | IS | 4503-GG-VD-BD021T3131P5212AS089 | 31-V-5251 | 31-P-5212 A/S |  | 3152-LT-305P/3900-DSB-015 | [28 empty] | 3900-DSB-015
| 3152-LT-306P |  | 3152-LD-306P | LEVEL TRANSM. - DP DIAPHRAGM CAPILLARY |  |  | AIRH | DCS | Field | [7 empty] | IS | 4503-GG-VD-BD021T3131P5215AB090 | 31-V-5252 | 31-P-5215 A/B | 31-P-5215_G1 | 3152-LT-306P/3900-DSB-015 | [28 empty] | 3900-DSB-015
| 3152-LT-307P |  | 3152-LD-307P | LEVEL TRANSM. - DP EXT. DIAPHRAGM CAP. |  |  | AIRH | DCS | Field | [7 empty] | IS | 4503-GG-VD-BD021T3131P5215AB090 | 31-V-5262 | 31-P-5215 A/B | 31-P-5215_G2 | 3152-LT-307P/3900-DSB-015 | [28 empty] | 3900-DSB-015
| 3152-LT-308P |  | 3152-LD-308P | LEVEL TRANSM. - DP DIAPHRAGM CAPILLARY |  |  | AIRH | DCS | Field | [7 empty] | IS | 4503-GG-VD-BD021T3131P5225AB091 | 31-V-5253 | 31-P-5225 A/B | 31-P-5225_G1 | 3152-LT-308P/3900-DSB-015 | [28 empty] | 3900-DSB-015
| 3152-LT-309 |  | 3152-LD-309 | LEVEL TRANSM. - DP DIAPHRAGM CAPILLARY |  |  | AIRH | DCS | Field | [7 empty] | IS | 4503-VZ-DM-T31522002 | 31-V-5226 |  |  | 3152-LT-309/3900-DSB-001 | [28 empty] | 3900-DSB-001
| 3152-LY-309B |  | 3152-LD-309 | E/P POSITIONER |  |  | AORH | DCS | Field | [7 empty] | IS | 4503-VZ-DM-T31522002 |  |  |  | 3152-LY-309B/3900-DSB-001 | [28 empty] | 3900-DSB-001
| 3152-LY-309A |  | 3152-LD-309 | E/P POSITIONER |  |  | AORH | DCS | Field | [7 empty] | IS | 4503-VZ-DM-T31522002 |  |  |  | 3152-LY-309A/3900-DSB-001 | [28 empty] | 3900-DSB-001
| 3152-LT-310P |  | 3152-LD-310P | LEVEL TRANSM. - DP DIAPHRAGM CAPILLARY |  |  | AIRH | DCS | Field | [7 empty] | IS | 4503-GG-VD-BD021T3131P5225AB091 | 31-V-5263 | 31-P-5225 A/B | 31-P-5225_G2 | 3152-LT-310P/3900-DSB-015 | [28 empty] | 3900-DSB-015
| 3152-LT-311 |  | 3152-LD-311 | LEVEL TRANSM. - DP DIAPHRAGM CAPILLARY |  |  | AIRH | DCS | Field | [7 empty] | IS | 4503-VZ-DM-T31522002 | 31-V-5226 |  |  | 3152-LT-311/3900-DSB-001 | [28 empty] | 3900-DSB-001
| 3152-LT-315 |  | 3152-LD-315 | LEVEL TRANSM. - DP DIAPHRAGM CAPILLARY |  |  | AIRH | DCS | Field | [7 empty] | IS | 4503-VZ-DM-T31522008 | 31-V-5241 |  |  | 3152-LT-315/3900-DSB-001 | [28 empty] | 3900-DSB-001
| 3152-LT-316 |  | 3152-LD-316 | LEVEL TRANSM. - DP DIAPHRAGM CAPILLARY |  |  | AIRH | DCS | Field | [7 empty] | IS | 4503-VZ-DM-T31522009 | 31-V-5244 |  |  | 3152-LT-316/3900-DSB-001 | [28 empty] | 3900-DSB-001
| 3152-LY-316 |  | 3152-LD-316 | E/P POSITIONER |  |  | AORH | DCS | Field | [7 empty] | IS | 4503-VZ-DM-T31522010 |  |  |  | 3152-LY-316/3900-DSB-001 | [28 empty] | 3900-DSB-001
| 3152-LT-317P |  | 3152-LD-317P | LEVEL TRANSMITTER |  |  | AIRH | DCS | Field | [7 empty] | IS | 4503-GG-VD-BD021T3131P5245AS092 | 31-P-5245A | 31-P-5245 A/S |  | 3152-LT-317P/3900-DSB-015 | [28 empty] | 3900-DSB-015
| 3152-LT-331 |  | 3152-LD-331 | LEVEL TRANSM. - DP DIAPHRAGM CAPILLARY |  |  | AIRH | DCS | Field | [7 empty] | IS | 4503-VZ-DM-T31522004 | 31-V-5210 |  |  | 3152-LT-331/3900-DSB-001 | [28 empty] | 3900-DSB-001
| 3152-LT-335 |  | 3152-LD-335 | LEVEL TRANSM. - DP DIAPHRAGM CAPILLARY |  |  | AIRH | DCS | Field | [7 empty] | IS | 4503-VZ-DM-T31522009 | 31-V-5244 |  |  | 3152-LT-335/3900-DSB-001 | [28 empty] | 3900-DSB-001
| 3152-PT-404 |  | 3152-PD-404 | PRESSURE TRANSMITTER |  |  | AIRH | DCS | Field | [7 empty] | IS | 4503-VZ-DM-T31522007 |  |  |  | 3152-PT-404/3900-DSB-001 | [28 empty] | 3900-DSB-001
| 3152-PT-405 |  | 3152-PD-405 | PRESSURE TRANSMITTER |  |  | AIRH | DCS | Field | [7 empty] | IS | 4503-VZ-DM-T31522004 | 31-V-5210 |  |  | 3152-PT-405/3900-DSB-001 | [28 empty] | 3900-DSB-001
| 3152-PY-405A |  | 3152-PD-405 | E/P POSITIONER |  |  | AORH | DCS | Field | [7 empty] | IS | 4503-VZ-DM-T31522012 |  |  |  | 3152-PY-405A/3900-DSB-008 | [28 empty] | 3900-DSB-008
| 3670-PT-455P |  | 3670-PD-455P | PRESSURE TRANSMITTER |  |  | AIRH | DCS | Field | [7 empty] | IS | 4503-VZ-DM-T36702002 | 31-P-7020 A | 36-P-7020 A/B | 36-P-7020_G1 | 3670-PT-455P/3900-DSB-005 | [28 empty] | 3900-DSB-005
| 3152-PY-405B |  | 3152-PD-405 | E/P POSITIONER |  |  | AORH | DCS | Field | [7 empty] | IS | 4503-VZ-DM-T31522004 |  |  |  | 3152-PY-405B/3900-DSB-001 | [28 empty] | 3900-DSB-001
| 3152-PIT-406 |  | 3152-PD-406 | PRESSURE IND. TRANSMITTER |  |  | AIRH | DCS | Field | [7 empty] | IS | 4503-VZ-DM-T31522004 |  |  |  | 3152-PIT-406/3900-DSB-001 | [28 empty] | 3900-DSB-001
| 3152-PY-406 |  | 3152-PD-406 | E/P POSITIONER |  |  | AORH | DCS | Field | [7 empty] | IS | 4503-VZ-DM-T31522004 |  |  |  | 3152-PY-406/3900-DSB-001 | [28 empty] | 3900-DSB-001
| 3152-PT-407A |  | 3152-PD-407A | PRESSURE TRANSMITTER |  |  | AIRH | DCS | Field | [7 empty] | IS | 4503-VZ-DM-T31522004 |  |  | 3152-PD-407_G1 | 3152-PT-407A/3900-DSB-001 | [28 empty] | 3900-DSB-001
| 3152-PT-407B |  | 3152-PD-407B | PRESSURE TRANSMITTER |  |  | AIRH | DCS | Field | [7 empty] | IS | 4503-VZ-DM-T31522004 |  |  | 3152-PD-407_G2 | 3152-PT-407B/3900-DSB-001 | [28 empty] | 3900-DSB-001
| 3152-PT-408P |  | 3152-PD-408P | PRESSURE TRANSMITTER |  |  | AIRH | DCS | Field | [7 empty] | IS | 4503-GG-VD-BD021T3131P5212AS089 | 31-V-5251 | 31-P-5212 A/S |  | 3152-PT-408P/3900-DSB-015 | [28 empty] | 3900-DSB-015
| 3152-PT-409P |  | 3152-PD-409P | PRESSURE TRANSMITTER |  |  | AIRH | DCS | Field | [7 empty] | IS | 4503-GG-VD-BD021T3131P5215AB090 | 31-V-5252 | 31-P-5215 A/B | 31-P-5215_G1 | 3152-PT-409P/3900-DSB-015 | [28 empty] | 3900-DSB-015
| 3152-PDT-411 |  | 3152-PD-411 | PRESSURE TRANSM. - DIFF. DIAPH. WITH CAP |  |  | AIRH | DCS | Field | [7 empty] | IS | 4503-VZ-DM-T31522001 |  |  |  | 3152-PDT-411/3900-DSB-003 | [28 empty] | 3900-DSB-003
| 3152-PT-412P |  | 3152-PD-412P | PRESSURE TRANSMITTER |  |  | AIRH | DCS | Field | [7 empty] | IS | 4503-GG-VD-BD021T3131P5225AB091 | 31-V-5253 | 31-P-5225 A/B | 31-P-5225_G1 | 3152-PT-412P/3900-DSB-015 | [28 empty] | 3900-DSB-015
| 3152-PT-417P |  | 3152-PD-417P | PRESSURE TRANSMITTER |  |  | AIRH | DCS | Field | [7 empty] | IS | 4503-GG-VD-BD021T3131P5225AB091 | 31-V-5263 | 31-P-5225 A/B | 31-P-5225_G2 | 3152-PT-417P/3900-DSB-015 | [28 empty] | 3900-DSB-015
| 3152-PT-418P |  | 3152-PD-418P | PRESSURE TRANSMITTER |  |  | AIRH | DCS | Field | [7 empty] | IS | 4503-GG-VD-BD021T3131P5215AB090 | 31-V-5262 | 31-P-5215 A/B | 31-P-5215_G1 | 3152-PT-418P/3900-DSB-015 | [28 empty] | 3900-DSB-015
| 3152-PT-431 |  | 3152-PD-431 | PRESSURE TRANSMITTER |  |  | AIRH | DCS | Field | [7 empty] | IS | 4503-VZ-DM-T31522008 |  |  |  | 3152-PT-431/3900-DSB-001 | [28 empty] | 3900-DSB-001
| 3152-PY-431 |  | 3152-PD-431 | E/P POSITIONER |  |  | AORH | DCS | Field | [7 empty] | IS | 4503-VZ-DM-T31522009 |  |  |  | 3152-PY-431/3900-DSB-001 | [28 empty] | 3900-DSB-001
| 3152-PDT-434 |  | 3152-PD-434 | PRESSURE TRANSM. - DIFF. DIAPH. WITH CAP |  |  | AIRH | DCS | Field | [7 empty] | IS | 4503-VZ-DM-T31522008 | 31-C-5240 |  |  | 3152-PDT-434/3900-DSB-001 | [28 empty] | 3900-DSB-001
| 3152-PT-438P |  | 3152-PD-438P | PRESSURE TRANSMITTER |  |  | AIRH | DCS | Field | [7 empty] | IS | 4503-GG-VD-BD021T3131P5245AS092 | 31-P-5245A | 31-P-5245 A/S |  | 3152-PT-438P/3900-DSB-015 | [28 empty] | 3900-DSB-015
| 3152-PT-442 |  | 3152-PD-442 | PRESSURE TRANSMITTER |  |  | AIRH | DCS | Field | [7 empty] | IS | 4503-VZ-DM-T31522008 |  |  |  | 3152-PT-442/3900-DSB-001 | [28 empty] | 3900-DSB-001
| 3670-PT-456P |  | 3670-PD-456P | PRESSURE TRANSMITTER |  |  | AIRH | DCS | Field | [7 empty] | IS | 4503-VZ-DM-T36702002 | 31-P-7020 B | 36-P-7020 A/B | 36-P-7020_G2 | 3670-PT-456P/3900-DSB-005 | [28 empty] | 3900-DSB-005
| 4175-HZSO-156 |  | 4175-HD-156 | LIMIT SWITCH - OPEN |  |  | DIR | DCS | Field | [7 empty] | IS | 4503-VZ-DM-T41702002 |  |  |  | 4175-HZSO-156/6812-DSB-001 | [28 empty] | 6812-DSB-001
| 3152-PT-447 |  | 3152-PD-447 | PRESSURE TRANSMITTER |  |  | AIRH | DCS | Field | [7 empty] | IS | 4503-VZ-DM-T31522011 |  |  |  | 3152-PT-447/3900-DSB-001 | [28 empty] | 3900-DSB-001
| 3152-PT-450 |  | 3152-PD-450 | PRESSURE TRANSMITTER |  |  | AIRH | DCS | Field | [7 empty] | IS | 4503-VZ-DM-T31522008 |  |  |  | 3152-PT-450/3900-DSB-001 | [28 empty] | 3900-DSB-001
| 4175-HZSC-156 |  | 4175-HD-156 | LIMIT SWITCH - CLOSE |  |  | DIR | DCS | Field | [7 empty] | IS | 4503-VZ-DM-T41702002 |  |  |  | 4175-HZSC-156/6812-DSB-001 | [28 empty] | 6812-DSB-001
| 3152-PT-487P |  | 3152-PD-487P | PRESSURE TRANSMITTER |  |  | AIRH | DCS | Field | [7 empty] | IS | 4503-GG-VD-BD021T3131P5212AS089 | 31-P-5212A | 31-P-5212 A/S |  | 3152-PT-487P/3900-DSB-015 | [28 empty] | 3900-DSB-015
| 3152-PT-492P |  | 3152-PD-492P | PRESSURE TRANSMITTER |  |  | AIRH | DCS | Field | [7 empty] | IS | 4503-GG-VD-BD021T3131P5245AS092 | 31-P-5245A | 31-P-5245A |  | 3152-PT-492P/3900-DSB-001 | [28 empty] | 3900-DSB-001
| 3152-PT-497P |  | 3152-PD-497P | PRESSURE TRANSMITTER |  |  | AIRH | DCS | Field | [7 empty] | IS | 4503-GG-VD-BD021T3131P5215AB090 | 31-P-5215A | 31-P-5215 A/B | 31-P-5215_G2 | 3152-PT-497P/3900-DSB-015 | [28 empty] | 3900-DSB-015
| 3152-PT-498P |  | 3152-PD-498P | PRESSURE TRANSMITTER |  |  | AIRH | DCS | Field | [7 empty] | IS | 4503-GG-VD-BD021T3131P5215AB090 | 31-P-5215B | 31-P-5215 A/B | 31-P-5215_G2 | 3152-PT-498P/3900-DSB-015 | [28 empty] | 3900-DSB-015
| 3152-PT-580P |  | 3152-PD-580P | PRESSURE TRANSMITTER |  |  | AIRH | DCS | Field | [7 empty] | IS | 4503-GG-VD-BD021T3131P5225AB091 | 31-P-5225A |  |  | 3152-PT-580P/3900-DSB-015 | [28 empty] | 3900-DSB-015
| 3152-PT-581P |  | 3152-PD-581P | PRESSURE TRANSMITTER |  |  | AIRH | DCS | Field | [7 empty] | IS | 4503-GG-VD-BD021T3131P5225AB091 | 31-P-5225B |  |  | 3152-PT-581P/3900-DSB-015 | [28 empty] | 3900-DSB-015
| 3152-TT-602 |  | 3152-TD-602 | TEMPERATURE TRANSM. - HEAD MOUNT |  |  | AIRH | DCS | Field | [7 empty] | IS | 4503-VZ-DM-T31522001 |  |  |  | 3152-TT-602/3900-DSB-001 | [28 empty] | 3900-DSB-001
| 3152-TT-605 |  | 3152-TD-605 | TEMPERATURE TRANSM. - HEAD MOUNT |  |  | AIRH | DCS | Field | [7 empty] | IS | 4503-VZ-DM-T31522004 |  |  |  | 3152-TT-605/3900-DSB-001 | [28 empty] | 3900-DSB-001
| 3152-TT-606 |  | 3152-TD-606 | TEMPERATURE TRANSM. - HEAD MOUNT |  |  | AIRH | DCS | Field | [7 empty] | IS | 4503-VZ-DM-T31522002 |  |  |  | 3152-TT-606/3900-DSB-001 | [28 empty] | 3900-DSB-001
| 3152-TT-618 |  | 3152-TD-618 | TEMPERATURE TRANSM. - HEAD MOUNT |  |  | AIRH | DCS | Field | [7 empty] | IS | 4503-VZ-DM-T31522008 | 31-C-5240 |  |  | 3152-TT-618/3900-DSB-001 | [28 empty] | 3900-DSB-001
| 3152-TT-619 |  | 3152-TD-619 | TEMPERATURE TRANSM. - HEAD MOUNT |  |  | AIRH | DCS | Field | [7 empty] | IS | 4503-VZ-DM-T31522008 | 31-C-5240 |  |  | 3152-TT-619/3900-DSB-001 | [28 empty] | 3900-DSB-001
| 3152-TT-620 |  | 3152-TD-620 | TEMPERATURE TRANSM. - HEAD MOUNT |  |  | AIRH | DCS | Field | [7 empty] | IS | 4503-VZ-DM-T31522008 | 31-V-5241 |  |  | 3152-TT-620/3900-DSB-001 | [28 empty] | 3900-DSB-001
| 3152-TT-621 |  | 3152-TD-621 | TEMPERATURE TRANSM. - HEAD MOUNT |  |  | AIRH | DCS | Field | [7 empty] | IS | 4503-VZ-DM-T31522009 |  |  |  | 3152-TT-621/3900-DSB-001 | [28 empty] | 3900-DSB-001
| 3152-TT-661P |  | 3152-TD-661P | TEMPERATURE TRANSM. - HEAD MOUNT |  |  | AIRH | DCS | Field | [7 empty] | IS | 4503-GG-VD-BD021T3131P5212AS089 | 31-P-5212A | 31-P-5212 A/S |  | 3152-TT-661P/3900-DSB-015 | [28 empty] | 3900-DSB-015
| 3152-TT-682P |  | 3152-TD-682P | TEMPERATURE TRANSM. - HEAD MOUNT |  |  | AIRH | DCS | Field | [7 empty] | IS | 4503-GG-VD-BD021T3131P5245AS092 | 31-P-5245A | 31-P-5245A |  | 3152-TT-682P/3900-DSB-001 | [28 empty] | 3900-DSB-001
| 3152-TT-780P |  | 3152-TD-780P | TEMPERATURE TRANSM. - HEAD MOUNT |  |  | AIRH | DCS | Field | [7 empty] | IS | 4503-GG-VD-BD021T3131P5215AB090 | 31-P-5215A | 31-P-5215 A/B | 31-P-5215_G1 | 3152-TT-780P/3900-DSB-015 | [28 empty] | 3900-DSB-015
| 3152-TT-793P |  | 3152-TD-793P | TEMPERATURE TRANSM. - HEAD MOUNT |  |  | AIRH | DCS | Field | [7 empty] | IS | 4503-GG-VD-BD021T3131P5215AB090 | 31-P-5215B | 31-P-5215 A/B | 31-P-5215_G2 | 3152-TT-793P/3900-DSB-015 | [28 empty] | 3900-DSB-015
| 3152-TT-798P |  | 3152-TD-798P | TEMPERATURE TRANSM. - HEAD MOUNT |  |  | AIRH | DCS | Field | [7 empty] | IS | 4503-GG-VD-BD021T3131P5225AB091 | 31-P-5225A | 31-P-5225 A/B | 31-P-5225_G1 | 3152-TT-798P/3900-DSB-001 | [28 empty] | 3900-DSB-001
| 3152-TT-799P |  | 3152-TD-799P | TEMPERATURE TRANSM. - HEAD MOUNT |  |  | AIRH | DCS | Field | [7 empty] | IS | 4503-GG-VD-BD021T3131P5225AB091 | 31-P-5225B | 31-P-5225 A/B | 31-P-5225_G2 | 3152-TT-799P/3900-DSB-001 | [28 empty] | 3900-DSB-001
| 3152-XZSC-801 |  | 3152-XD-801 | LIMIT SWITCH - CLOSE |  |  | DIR | DCS | Field | [7 empty] | IS | 4503-VZ-DM-T31522004 |  |  |  | 3152-XZSC-801/3900-DSB-001 | [28 empty] | 3900-DSB-001
| 3152-XZSO-801 |  | 3152-XD-801 | LIMIT SWITCH - OPEN |  |  | DIR | DCS | Field | [7 empty] | IS | 4503-VZ-DM-T31522004 |  |  |  | 3152-XZSO-801/3900-DSB-001 | [28 empty] | 3900-DSB-001
| 3152-XYC-801 |  | 3152-XD-801 | SOLENOID VALVE |  |  | DOR | DCS | Field | [7 empty] | NIS | 4503-VZ-DM-T31522004 |  |  |  | 3152-XYC-801/3900-DSB-002 | [28 empty] | 3900-DSB-002
| 3152-XYO-801 |  | 3152-XD-801 | SOLENOID VALVE |  |  | DOR | DCS | Field | [7 empty] | NIS | 4503-VZ-DM-T31522004 |  |  |  | 3152-XYO-801/3900-DSB-002 | [28 empty] | 3900-DSB-002
| 3152-XZSC-802 |  | 3152-XD-802 | LIMIT SWITCH - CLOSE |  |  | DIR | DCS | Field | [7 empty] | IS | 4503-VZ-DM-T31522002 |  |  |  | 3152-XZSC-802/3900-DSB-001 | [28 empty] | 3900-DSB-001
| 3152-XZSO-802 |  | 3152-XD-802 | LIMIT SWITCH - OPEN |  |  | DIR | DCS | Field | [7 empty] | IS | 4503-VZ-DM-T31522002 |  |  |  | 3152-XZSO-802/3900-DSB-001 | [28 empty] | 3900-DSB-001
| 3152-XY-802 |  | 3152-XD-802 | SOLENOID VALVE |  |  | DOR | DCS | Field | [7 empty] | NIS | 4503-VZ-DM-T31522002 |  |  |  | 3152-XY-802/3900-DSB-002 | [28 empty] | 3900-DSB-002
| 3152-XZSC-803 |  | 3152-XD-803 | LIMIT SWITCH - CLOSE |  |  | DIR | DCS | Field | [7 empty] | IS | 4503-VZ-DM-T31522009 |  |  |  | 3152-XZSC-803/3900-DSB-001 | [28 empty] | 3900-DSB-001
| 3152-XZSO-803 |  | 3152-XD-803 | LIMIT SWITCH - OPEN |  |  | DIR | DCS | Field | [7 empty] | IS | 4503-VZ-DM-T31522009 |  |  |  | 3152-XZSO-803/3900-DSB-001 | [28 empty] | 3900-DSB-001
| 3152-XY-803 |  | 3152-XD-803 | SOLENOID VALVE |  |  | DOR | DCS | Field | [7 empty] | NIS | 4503-VZ-DM-T31522009 |  |  |  | 3152-XY-803/3900-DSB-002 | [28 empty] | 3900-DSB-002
| 3152-XZSC-804 |  | 3152-XD-804 | LIMIT SWITCH - CLOSE |  |  | DIR | DCS | Field | [7 empty] | IS | 4503-VZ-DM-T31522004 |  |  |  | 3152-XZSC-804/3900-DSB-001 | [28 empty] | 3900-DSB-001
| 3152-XZSO-804 |  | 3152-XD-804 | LIMIT SWITCH - OPEN |  |  | DIR | DCS | Field | [7 empty] | IS | 4503-VZ-DM-T31522004 |  |  |  | 3152-XZSO-804/3900-DSB-001 | [28 empty] | 3900-DSB-001
| 3152-XY-804 |  | 3152-XD-804 | SOLENOID VALVE |  |  | DOR | DCS | Field | [7 empty] | NIS | 4503-VZ-DM-T31522004 |  |  |  | 3152-XY-804/3900-DSB-002 | [28 empty] | 3900-DSB-002
| 3115-HS-110 |  | 3115-HD-110 | HAND SWITCH |  |  | DIR | DCS | Field | [7 empty] | NIS | 4503-VZ-DM-T31152001 |  |  |  | 3115-HS-110/3900-DSB-006 | [28 empty] | 3900-DSB-006
| 4175-HZSO-155 |  | 4175-HD-155 | LIMIT SWITCH - OPEN |  |  | DIR | DCS | Field | [7 empty] | IS | 4503-VZ-DM-T41752002 |  |  |  | 4175-HZSO-155/6812-DSB-001 | [28 empty] | 6812-DSB-001
| 3152-XZSC-856 |  | 3152-XD-856 | LIMIT SWITCH - CLOSE |  |  | DIR | DCS | Field | [7 empty] | IS | 4503-VZ-DM-T31522008 |  |  |  | 3152-XZSC-856/3900-DSB-001 | [28 empty] | 3900-DSB-001
| 3152-XZSO-856 |  | 3152-XD-856 | LIMIT SWITCH - OPEN |  |  | DIR | DCS | Field | [7 empty] | IS | 4503-VZ-DM-T31522008 |  |  |  | 3152-XZSO-856/3900-DSB-001 | [28 empty] | 3900-DSB-001
| 3152-XY-856 |  | 3152-XD-856 | SOLENOID VALVE |  |  | DOR | DCS | Field | [7 empty] | NIS | 4503-VZ-DM-T31522008 |  |  |  | 3152-XY-856/3900-DSB-002 | [28 empty] | 3900-DSB-002
| 3152-XZSC-857 |  | 3152-XD-857 | LIMIT SWITCH - CLOSE |  |  | DIR | DCS | Field | [7 empty] | IS | 4503-VZ-DM-T31522013 |  |  |  | 3152-XZSC-857/3900-DSB-001 | [28 empty] | 3900-DSB-001
| 3152-XZSO-857 |  | 3152-XD-857 | LIMIT SWITCH - OPEN |  |  | DIR | DCS | Field | [7 empty] | IS | 4503-VZ-DM-T31522013 |  |  |  | 3152-XZSO-857/3900-DSB-001 | [28 empty] | 3900-DSB-001
| 3152-XY-857 |  | 3152-XD-857 | SOLENOID VALVE |  |  | DOR | DCS | Field | [7 empty] | NIS | 4503-VZ-DM-T31522013 |  |  |  | 3152-XY-857/3900-DSB-002 | [28 empty] | 3900-DSB-002
| 3153-HZS-169P |  | 3153-HZ-169 P | PUSH BUTTON |  |  | DIR | SIS | LP | [7 empty] | NIS | 4503-GP-VD-BD008T3131PK5206049 | 3153-XLP-172 | 31-PK-5206A | VRC_C1 | 3153-XLP-172/3900-SSB-003 | [28 empty] | 3900-SSB-003
| 8640-XL-901 |  | 8640-XD-901 | LAMP |  |  | DOR | DCS | Field | [7 empty] | NIS | 4503-WZ-DM-T86402701 |  |  |  | 8640-XL-901/8691-DSB-001 | [28 empty] | 8691-DSB-001
| 8641-XL-981 |  | 8641-XD-981 | LAMP |  |  | DOR | DCS | Field | [7 empty] | NIS | 4503-WZ-DM-T86412710 |  |  |  | 8641-XL-981/8691-DSB-003 | [28 empty] | 8691-DSB-003
| 3144-XL-306B |  | 3144-LD-306 | LAMP |  |  | DOR | DCS | Field | [7 empty] | NIS | 4503-VZ-DM-T31442005 |  |  |  | 3144-XL-306B/3140-DSB-002 | [28 empty] | 3140-DSB-002
| 3153-XL-940P |  | 3153-XD-940 P | LAMP |  |  | DOR | SIS | LP | [7 empty] | NIS | 4503-GP-VD-BD008T3131PK5206049 | 3153-XLP-172 | 31-PK-5206A | VRC_C1 | 3153-XLP-172/3900-SSB-003 | [28 empty] | 3900-SSB-003
| 3153-XL-941P |  | 3153-XD-941 P | LAMP |  |  | DOR | SIS | LP | [7 empty] | NIS | 4503-GP-VD-BD008T3131PK5206049 | 3153-XLP-172 | 31-PK-5206A | VRC_C1 | 3153-XLP-172/3900-SSB-003 | [28 empty] | 3900-SSB-003
| 3153-XL-942P |  | 3153-XD-942 P | LAMP |  |  | DOR | SIS | LP | [7 empty] | NIS | 4503-GP-VD-BD008T3131PK5206049 | 3153-XLP-172 | 31-PK-5206A | VRC_C1 | 3153-XLP-172/3900-SSB-003 | [28 empty] | 3900-SSB-003
| 3153-XL-943P |  | 3153-XD-943 P | LAMP |  |  | DOR | SIS | LP | [7 empty] | NIS | 4503-GP-VD-BD008T3131PK5206049 | 3153-XLP-172 | 31-PK-5206A | VRC_C1 | 3153-XLP-172/3900-SSB-003 | [28 empty] | 3900-SSB-003
| 3153-XL-944P |  | 3153-XD-944 P | LAMP |  |  | DOR | SIS | LP | [7 empty] | NIS | 4503-GP-VD-BD008T3131PK5206049 | 3153-XLP-172 | 31-PK-5206A | VRC_C1 | 3153-XLP-172/3900-SSB-003 | [28 empty] | 3900-SSB-003
| 3153-XL-945P |  | 3153-XD-945 P | LAMP |  |  | DOR | SIS | LP | [7 empty] | NIS | 4503-GP-VD-BD008T3131PK5206049 | 3153-XLP-172 | 31-PK-5206A | VRC_C1 | 3153-XLP-172/3900-SSB-003 | [28 empty] | 3900-SSB-003
| 3153-XL-946P |  | 3153-XD-946 P | LAMP |  |  | DOR | SIS | LP | [7 empty] | NIS | 4503-GP-VD-BD008T3131PK5206049 | 3153-XLP-172 | 31-PK-5206A | VRC_C1 | 3153-XLP-172/3900-SSB-003 | [28 empty] | 3900-SSB-003
| 3153-PT-462P |  | 3153-PD-462 P | PRESSURE TRANSMITTER |  |  | AIRH | DCS | LGB | [7 empty] | IS | 4503-GP-VD-BD008T3131PK5206049 |  | 31-PK-5206A | VRC_C1 | 3153-DJB-270/3900-DSB-016 | [28 empty] | 3900-DSB-016
| 3153-PDIT-460P |  | 3153-PD-460 P | PRESSURE DIFFERENTIAL IND XMTR |  |  | AIRH | DCS | Field | [7 empty] | IS | 4503-GP-VD-BD008T3131PK5206049 |  | 31-PK-5206A | VRC_C1 | 3153-DJB-270/3900-DSB-016 | [28 empty] | 3900-DSB-016
| 3153-TT-693P |  | 3153-TD-693 P | TEMPERATURE TRANSM. -REMOTE MOUNT |  |  | AIRH | DCS | Field |  |  |  |  | 31-PK-5206 A/B |  |  | IS | 4503-GP-VD-BD008T3131PK5206049 |  | 31-PK-5206A |  | 3153-DJB-272/3900-DSB-016 | [28 empty] | 3900-DSB-016
| 3153-TT-694P |  | 3153-TD-694 P | TEMPERATURE TRANSM. -REMOTE MOUNT |  |  | AIRH | DCS | Field | [7 empty] | IS | 4503-GP-VD-BD008T3131PK5206049 |  | 31-PK-5206A |  | 3153-DJB-272/3900-DSB-016 | [28 empty] | 3900-DSB-016
| 3153-HS-185P |  | 3153-HD-185 P | HAND SWITCH |  |  | DIR | DCS | LP | [7 empty] | NIS | 4503-GP-VD-BD008T3131PK5206049 |  | 31-PK-5206B |  | 3153-XLP-192/3900-SSB-003 | [28 empty] | 3900-DSB-017
| 3153-XL-947P |  | 3153-XD-947 P | LAMP |  |  | DOR | SIS | LP | [7 empty] | NIS | 4503-GP-VD-BD008T3131PK5206049 | 3153-XLP-172 | 31-PK-5206A | VRC_C1 | 3153-XLP-172/3900-SSB-003 | [28 empty] | 3900-SSB-003
| 3153-ZS-952P |  | 3153-ZD-952 P | LIMIT SWITCH |  |  | DIR | DCS | Field | [7 empty] | IS | 4503-GP-VD-BD008T3131PK5206049 | 31-K-5206A | 31-PK-5206A | VRC_C1 | 3153-DJB-271/3900-DSB-016 | [28 empty] | 3900-DSB-016
| 3153-TT-695P |  | 3153-TD-695 P | TEMPERATURE TRANSM. -REMOTE MOUNT |  |  | AIRH | DCS | Field | [7 empty] | IS | 4503-GP-VD-BD008T3131PK5206049 |  | 31-PK-5206A |  | 3153-DJB-272/3900-DSB-016 | [28 empty] | 3900-DSB-016
| 3153-TT-707P |  | 3153-TD-707 P | TEMPERATURE TRANSM. -REMOTE MOUNT |  |  | AIRH | DCS | Field | [7 empty] | IS | 4503-GP-VD-BD008T3131PK5206049 |  | 31-PK-5206A |  | 3153-DJB-272/3900-DSB-016 | [28 empty] | 3900-DSB-016
| 3153-TT-708P |  | 3153-TD-708 P | TEMPERATURE TRANSM. -REMOTE MOUNT |  |  | AIRH | DCS | Field | [7 empty] | IS | 4503-GP-VD-BD008T3131PK5206049 |  | 31-PK-5206A |  | 3153-DJB-272/3900-DSB-016 | [28 empty] | 3900-DSB-016
| 3153-TT-706P |  | 3153-TD-706 P | TEMPERATURE TRANSM. -REMOTE MOUNT |  |  | AIRH | DCS | Field | [7 empty] | IS | 4503-GP-VD-BD008T3131PK5206049 |  | 31-PK-5206A |  | 3153-DJB-272/3900-DSB-016 | [28 empty] | 3900-DSB-016
| 3153-TT-651P |  | 3153-TD-651 P | TEMPERATURE TRANSM. -HEAD MOUNT |  |  | AIRH | DCS | Field | [7 empty] | IS | 4503-GP-VD-BD008T3131PK5206049 |  | 31-PK-5206A |  | 3153-DJB-270/3900-DSB-016 | [28 empty] | 3900-DSB-016
| 3153-TT-705P |  | 3153-TD-705 P | TEMPERATURE TRANSM. -REMOTE MOUNT |  |  | AIRH | DCS | Field | [7 empty] | IS | 4503-GP-VD-BD008T3131PK5206049 |  | 31-PK-5206A |  | 3153-DJB-272/3900-DSB-016 | [28 empty] | 3900-DSB-016
| 3153-TT-652P |  | 3153-TD-652 P | TEMPERATURE TRANSM. -HEAD MOUNT |  |  | AIRH | DCS | Field | [7 empty] | IS | 4503-GP-VD-BD008T3131PK5206049 |  | 31-PK-5206A |  | 3153-DJB-270/3900-DSB-016 | [28 empty] | 3900-DSB-016
| 3153-ZS-953P |  | 3153-ZD-953 P | LIMIT SWITCH |  |  | DIR | DCS | Field | [7 empty] | IS | 4503-GP-VD-BD008T3131PK5206049 | 31-K-5206A | 31-PK-5206A | VRC_C1 | 3153-DJB-271/3900-DSB-016 | [28 empty] | 3900-DSB-016
| 3153-TT-654P |  | 3153-TD-654 P | TEMPERATURE TRANSM. -REMOTE MOUNT |  |  | AIRH | DCS | Field | [7 empty] | IS | 4503-GP-VD-BD008T3131PK5206049 |  | 31-PK-5206A |  | 3153-DJB-270/3900-DSB-016 | [28 empty] | 3900-DSB-016
| 3153-TT-703P |  | 3153-TD-703 P | TEMPERATURE TRANSM. -REMOTE MOUNT |  |  | AIRH | DCS | Field | [7 empty] | IS | 4503-GP-VD-BD008T3131PK5206049 |  | 31-PK-5206A |  | 3153-DJB-272/3900-DSB-016 | [28 empty] | 3900-DSB-016
| 3153-TT-704P |  | 3153-TD-704 P | TEMPERATURE TRANSM. -REMOTE MOUNT |  |  | AIRH | DCS | Field | [7 empty] | IS | 4503-GP-VD-BD008T3131PK5206049 |  | 31-PK-5206A |  | 3153-DJB-272/3900-DSB-016 | [28 empty] | 3900-DSB-016
| 3153-TT-696P |  | 3153-TD-696 P | TEMPERATURE TRANSM. -REMOTE MOUNT |  |  | AIRH | DCS | Field | [7 empty] | IS | 4503-GP-VD-BD008T3131PK5206049 |  | 31-PK-5206A |  | 3153-DJB-272/3900-DSB-016 | [28 empty] | 3900-DSB-016
| 3153-TT-689P |  | 3153-TD-689 P | TEMPERATURE TRANSM. -REMOTE MOUNT |  |  | AIRH | DCS | Field | [7 empty] | IS | 4503-GP-VD-BD008T3131PK5206049 |  | 31-PK-5206A |  | 3153-DJB-272/3900-DSB-016 | [28 empty] | 3900-DSB-016
| 3153-TT-697P |  | 3153-TD-697 P | TEMPERATURE TRANSM. -REMOTE MOUNT |  |  | AIRH | DCS | Field | [7 empty] | IS | 4503-GP-VD-BD008T3131PK5206049 |  | 31-PK-5206A |  | 3153-DJB-272/3900-DSB-016 | [28 empty] | 3900-DSB-016
| 3153-TT-702P |  | 3153-TD-702 P | TEMPERATURE TRANSM. -REMOTE MOUNT |  |  | AIRH | DCS | Field | [7 empty] | IS | 4503-GP-VD-BD008T3131PK5206049 |  | 31-PK-5206A |  | 3153-DJB-272/3900-DSB-016 | [28 empty] | 3900-DSB-016
| 3153-TT-701P |  | 3153-TD-701 P | TEMPERATURE TRANSM. -REMOTE MOUNT |  |  | AIRH | DCS | Field | [7 empty] | IS | 4503-GP-VD-BD008T3131PK5206049 |  | 31-PK-5206A |  | 3153-DJB-272/3900-DSB-016 | [28 empty] | 3900-DSB-016
| 3153-HS-193P |  | 3153-HD-193 P | HAND SWITCH |  |  | DIR | DCS | LP | [7 empty] | NIS | 4503-GP-VD-BD008T3131PK5206049 |  | 31-PK-5206B |  | 3153-XLP-192/3900-SSB-003 | [28 empty] | 3900-DSB-017
| 3153-PZT-463CP |  | 3153-PZ-463 P | PRESSURE TRANSMITTER |  |  | AIRH | SIS | LGB | [7 empty] | IS | 4503-GP-VD-BD008T3131PK5206049 |  | 31-PK-5206A | VRC_C1/3153-PZ-463_G3 | 3153-SJB-272/3900-SSB-004 | [28 empty] | 3900-SSB-004
| 3153-TT-655P |  | 3153-TD-655 P | TEMPERATURE TRANSM. -HEAD MOUNT |  |  | AIRH | DCS | Field | [7 empty] | IS | 4503-GP-VD-BD008T3131PK5206049 |  | 31-PK-5206A |  | 3153-DJB-270/3900-DSB-016 | [28 empty] | 3900-DSB-016
| 3153-PZT-467BP |  | 3153-PZ-467 P | PRESSURE TRANSMITTER |  |  | AIRH | SIS | LGB | [7 empty] | IS | 4503-GP-VD-BD008T3131PK5206049 |  | 31-PK-5206A | VRC_C1/3153-PZ-467_G2 | 3153-SJB-271/3900-SSB-004 | [28 empty] | 3900-SSB-004
| 3153-HS-194P |  | 3153-HD-194 P | HAND SWITCH |  |  | DIR | DCS | LP | [7 empty] | NIS | 4503-GP-VD-BD008T3131PK5206049 |  | 31-PK-5206B |  | 3153-XLP-192/3900-SSB-003 | [28 empty] | 3900-DSB-017
| 3153-TT-699P |  | 3153-TD-699 P | TEMPERATURE TRANSM. -REMOTE MOUNT |  |  | AIRH | DCS | Field | [7 empty] | IS | 4503-GP-VD-BD008T3131PK5206049 |  | 31-PK-5206A |  | 3153-DJB-272/3900-DSB-016 | [28 empty] | 3900-DSB-016
| 3153-PZT-467CP |  | 3153-PZ-467 P | PRESSURE TRANSMITTER |  |  | AIRH | SIS | LGB | [7 empty] | IS | 4503-GP-VD-BD008T3131PK5206049 |  | 31-PK-5206A | VRC_C1/3153-PZ-467_G3 | 3153-SJB-272/3900-SSB-004 | [28 empty] | 3900-SSB-004
| 3153-PZT-467AP |  | 3153-PZ-467 P | PRESSURE TRANSMITTER |  |  | AIRH | SIS | LGB | [7 empty] | IS | 4503-GP-VD-BD008T3131PK5206049 |  | 31-PK-5206A | VRC_C1/3153-PZ-467_G1 | 3153-SJB-270/3900-SSB-004 | [28 empty] | 3900-SSB-004
| 3153-HS-195P |  | 3153-HD-195 P | HAND SWITCH |  |  | DIR | DCS | LP | [7 empty] | NIS | 4503-GP-VD-BD008T3131PK5206049 |  | 31-PK-5206B |  | 3153-XLP-192/3900-SSB-003 | [28 empty] | 3900-DSB-017
| 3153-PZT-453CP |  | 3153-PZ-453 P | PRESSURE TRANSMITTER |  |  | AIRH | SIS | LGB | [7 empty] | IS | 4503-GP-VD-BD008T3131PK5206049 |  | 31-PK-5206A | VRC_C1/3153-PZ-453_G3 | 3153-SJB-272/3900-SSB-004 | [28 empty] | 3900-SSB-004
| 3153-TS-664P |  | 3153-TD-664 P | TEMPERATURE SWITCH |  |  | DIR | DCS | Field | [7 empty] | NIS | 4503-GP-VD-BD008T3131PK5206049 | 31-E-5318 | 31-PK-5206A | VRC_C1 | 3153-DJB-171/3900-DSB-017 | [28 empty] | 3900-DSB-017
| 3153-UZX-951P |  | 3153-UZ-951 P | ALARM |  |  | DIR | SIS | Field | [7 empty] | NIS | 4503-GP-VD-BD008T3131PK5206049 | 31-KM-5220 | 31-PK-5206A | VRC_C1 | 3153-SJB-170/3900-SSB-003 | [28 empty] | 3900-SSB-003
| 3153-XY-954P |  | 3153-XD-954 P | SOLENOID VALVE |  |  | DOR | DCS | Field | [7 empty] | NIS | 4503-GP-VD-BD008T3131PK5206049 | 31-K-5206A | 31-PK-5206A | VRC_C1 | 3153-DJB-370/3900-DSB-017 | [28 empty] | 3900-DSB-017
| 3153-HS-196P |  | 3153-HD-196 P | HAND SWITCH |  |  | DIR | DCS | LP | [7 empty] | NIS | 4503-GP-VD-BD008T3131PK5206049 |  | 31-PK-5206B |  | 3153-XLP-192/3900-SSB-003 | [28 empty] | 3900-DSB-017
| 6111-XY-931P |  | 6111-XD-931 P | SOLENOID VALVE |  |  | DOR | DCS | Field |  |  |  |  | - |  |  | NIS |  |  | 61-PK-1102A | N2_C1 | 6111-DJB-370/6111-DSB-005 | [28 empty] | 6111-DSB-005
| 3153-HS-197P |  | 3153-HD-197 P | HAND SWITCH |  |  | DIR | DCS | LP | [7 empty] | NIS | 4503-GP-VD-BD008T3131PK5206049 |  | 31-PK-5206B |  | 3153-XLP-192/3900-SSB-003 | [28 empty] | 3900-DSB-017
| 3153-XY-955P |  | 3153-XD-955 P | SOLENOID VALVE |  |  | DOR | DCS | Field | [7 empty] | NIS | 4503-GP-VD-BD008T3131PK5206049 | 31-K-5206A | 31-PK-5206A | VRC_C1 | 3153-DJB-370/3900-DSB-017 | [28 empty] | 3900-DSB-017
| 3153-HS-198P |  | 3153-HD-198 P | HAND SWITCH |  |  | DIR | DCS | LP | [7 empty] | NIS | 4503-GP-VD-BD008T3131PK5206049 |  | 31-PK-5206B |  | 3153-XLP-192/3900-SSB-003 | [28 empty] | 3900-DSB-017
| 3153-UX-952P |  | 3153-UD-952 P | INDICATION |  |  | DIR | DCS | Field | [7 empty] | NIS | 4503-GP-VD-BD008T3131PK5206049 |  | 31-PK-5206A | VRC_C1 | 3153-DJB-170/3900-DSB-017 | [28 empty] | 3900-DSB-017
| 3153-LT-352P |  | 3153-LD-352 P | LEVEL TRANSM. - GWR EXT. CHAMBER |  |  | AIRH | DCS | Field | [7 empty] | IS | 4503-GP-VD-BD008T3131PK5206049 | 31-V-5301 | 31-PK-5206A | VRC_C1 | 3153-DJB-270/3900-DSB-016 | [28 empty] | 3900-DSB-016
| 3153-TT-698P |  | 3153-TD-698 P | TEMPERATURE TRANSM. -REMOTE MOUNT |  |  | AIRH | DCS | Field | [7 empty] | IS | 4503-GP-VD-BD008T3131PK5206049 |  | 31-PK-5206A |  | 3153-DJB-272/3900-DSB-016 | [28 empty] | 3900-DSB-016
| 3153-PZT-453AP |  | 3153-PZ-453 P | PRESSURE TRANSMITTER |  |  | DIR | DCS | LP | [7 empty] | IS |  |  | 31-PK-5206A | VRC_C1/3153-PZ-453_G1 | 3153-SJB-270/3900-DSB-016 | [28 empty] | 3900-DSB-016
| 3153-XL-948P |  | 3153-XD-948 P | LAMP |  |  | DOR | SIS | LP | [7 empty] | NIS | 4503-GP-VD-BD008T3131PK5206049 | 3153-XLP-172 | 31-PK-5206A | VRC_C1 | 3153-XLP-172/3900-SSB-003 | [28 empty] | 3900-SSB-003
| 3153-TT-690P |  | 3153-TD-690 P | TEMPERATURE TRANSM. -REMOTE MOUNT |  |  | AIRH | DCS | Field | [7 empty] | IS | 4503-GP-VD-BD008T3131PK5206049 |  | 31-PK-5206A |  | 3153-DJB-272/3900-DSB-016 | [28 empty] | 3900-DSB-016
| 3153-LT-354P |  | 3153-LD-354 P | LEVEL TRANSM. - GWR EXT. CHAMBER |  |  | AIRH | DCS | Field | [7 empty] | IS | 4503-GP-VD-BD008T3131PK5206049 | 31-V-5303 | 31-PK-5206A | VRC_C1 | 3153-DJB-270/3900-DSB-016 | [28 empty] | 3900-DSB-016
| 3153-PZT-457AP |  | 3153-PZ-457 P | PRESSURE TRANSMITTER |  |  | AIRH | SIS | LGB | [7 empty] | IS | 4503-GP-VD-BD008T3131PK5206049 |  | 31-PK-5206A | VRC_C1/3153-PZ-457_G1 | 3153-SJB-270/3900-SSB-004 | [28 empty] | 3900-SSB-004
| 3153-PZT-462P |  | 3153-PD-462 P | POSITION TRANSMITTER |  |  | AIRH | DCS | Field | [7 empty] | IS | 4503-GP-VD-BD008T3131PK5206049 |  | 31-PK-5206A | VRC_C1 | 3153-DJB-270/3900-DSB-016 | [28 empty] | 3900-DSB-016
| 3153-PY-462P |  | 3153-PD-462 P | E/P POSITIONER |  |  | AORH | DCS | Field | [7 empty] | IS | 4503-GP-VD-BD008T3131PK5206049 |  | 31-PK-5206A | VRC_C1 | 3153-DJB-270/3900-DSB-016 | [28 empty] | 3900-DSB-016
| 3153-TT-668P |  | 3153-TD-668 P | TEMPERATURE TRANSM. -HEAD MOUNT |  |  | AIRH | DCS | Field | [7 empty] | IS | 4503-GP-VD-BD008T3131PK5206049 |  | 31-PK-5206A |  | 3153-DJB-270/3900-DSB-016 | [28 empty] | 3900-DSB-016
| 3153-PT-466P |  | 3153-PD-466 P | PRESSURE TRANSMITTER |  |  | AIRH | DCS | LGB | [7 empty] | IS | 4503-GP-VD-BD008T3131PK5206049 |  | 31-PK-5206A | VRC_C1 | 3153-DJB-270/3900-DSB-016 | [28 empty] | 3900-DSB-016
| 3153-PDT-472P |  | 3153-PD-472 P | PRESSURE TRANSMITTER |  |  | AIRH | SIS | LGB | [7 empty] | IS | 4503-GP-VD-BD008T3131PK5206049 |  | 31-PK-5206A | VRC_C1 | 3153-DJB-270/3900-SSB-004 | [28 empty] | 3900-SSB-004
| 3153-TT-734P |  | 3153-TD-734 P | TEMPERATURE TRANSM. -HEAD MOUNT |  |  | AIRH | DCS | Field | [7 empty] | IS | 4503-GP-VD-BD008T3131PK5206049 |  | 31-PK-5206B |  | 3153-DJB-290/3900-DSB-017 | [28 empty] | 3900-DSB-017
| 3153-TT-691P |  | 3153-TD-691 P | TEMPERATURE TRANSM. -REMOTE MOUNT |  |  | AIRH | DCS | Field | [7 empty] | IS | 4503-GP-VD-BD008T3131PK5206049 |  | 31-PK-5206A |  | 3153-DJB-272/3900-DSB-016 | [28 empty] | 3900-DSB-016
| 3153-PDT-474P |  | 3153-PD-474 P | PRESSURE DIFFERENTIAL TRANSMITTER |  |  | AIRH | DCS | Field | [7 empty] | IS | 4503-GP-VD-BD008T3131PK5206049 |  | 31-PK-5206A | VRC_C1 | 3153-DJB-270/3900-DSB-016 | [28 empty] | 3900-DSB-016
| 3153-FIT-265P |  | 3153-FD-265 P | FLOW IND. TRANSM. -MAGNETIC REMOTE MOUNT |  |  | AIRH | DCS | Field | [7 empty] | IS |  |  | 31-PK-5206A | VRC_C1 | 3153-DJB-270/3900-DSB-016 | [28 empty] | 3900-DSB-016
| 3153-TT-711P |  | 3153-TD-711 P | TEMPERATURE TRANSM. -REMOTE MOUNT |  |  | AIRH | DCS | Field | [7 empty] | IS | 4503-GP-VD-BD008T3131PK5206049 |  | 31-PK-5206A | VRC_C1 | 3153-DJB-272/3900-DSB-016 | [28 empty] | 3900-DSB-016
| 3153-TT-663P |  | 3153-TD-663 P | TEMPERATURE TRANSM. -REMOTE MOUNT |  |  | AIRH | DCS | Field | [7 empty] | IS | 4503-GP-VD-BD008T3131PK5206049 |  | 31-PK-5206A |  | 3153-DJB-273/3900-DSB-016 | [28 empty] | 3900-DSB-016
| 3153-TS-665P |  | 3153-TD-665 P | TEMPERATURE SWITCH |  |  | DIR | DCS | Field | [7 empty] | NIS | 4503-GP-VD-BD008T3131PK5206049 | 31-E-5318 | 31-PK-5206A | VRC_C1 | 3153-DJB-171/3900-DSB-017 | [28 empty] | 3900-DSB-017
| 3153-HS-186P |  | 3153-HD-186 P | HAND SWITCH |  |  | DIR | DCS | LP | [7 empty] | NIS | 4503-GP-VD-BD008T3131PK5206049 |  | 31-PK-5206B |  | 3153-XLP-192/3900-SSB-003 | [28 empty] | 3900-DSB-017
| 3153-HS-187P |  | 3153-HD-187 P | HAND SWITCH |  |  | DIR | DCS | LP | [7 empty] | NIS | 4503-GP-VD-BD008T3131PK5206049 |  | 31-PK-5206B |  | 3153-XLP-192/3900-SSB-003 | [28 empty] | 3900-DSB-017
| 3153-HS-188P |  | 3153-HD-188 P | HAND SWITCH |  |  | DIR | DCS | LP | [7 empty] | NIS | 4503-GP-VD-BD008T3131PK5206049 |  | 31-PK-5206B |  | 3153-XLP-192/3900-SSB-003 | [28 empty] | 3900-DSB-017
| 3153-XL-949P |  | 3153-XD-949 P | LAMP |  |  | DOR | SIS | LP | [7 empty] | NIS | 4503-GP-VD-BD008T3131PK5206049 | 3153-XLP-172 | 31-PK-5206A | VRC_C1 | 3153-XLP-172/3900-SSB-003 | [28 empty] | 3900-SSB-003
| 3153-XL-959P |  | 3153-XD-959 P | LAMP |  |  | DOR | SIS | LP | [7 empty] | NIS | 4503-GP-VD-BD008T3131PK5206049 | 3153-XLP-172 | 31-PK-5206A | VRC_C1 | 3153-XLP-172/3900-SSB-003 | [28 empty] | 3900-SSB-003
| 3153-XL-960P |  | 3153-XD-960 P | LAMP |  |  | DOR | SIS | LP | [7 empty] | NIS | 4503-GP-VD-BD008T3131PK5206049 | 3153-XLP-172 | 31-PK-5206A | VRC_C1 | 3153-XLP-172/3900-SSB-003 | [28 empty] | 3900-SSB-003
| 3683-TT-602 |  | 3683-TD-602 | TEMPERATURE TRANSM. - HEAD MOUNT |  |  | AIRH | DCS | Field | [7 empty] | NIS | 4503-WZ-DM-T36832701 | 36-SU-8301 |  |  | 8620-DJB-001/3900-DSB-002 | [28 empty] | 3900-DSB-002
| 3153-XL-961P |  | 3153-XD-961 P | LAMP |  |  | DOR | SIS | LP | [7 empty] | NIS | 4503-GP-VD-BD008T3131PK5206049 | 3153-XLP-172 | 31-PK-5206A | VRC_C1 | 3153-XLP-172/3900-SSB-003 | [28 empty] | 3900-SSB-003
| 3153-XL-962P |  | 3153-XD-962 P | LAMP |  |  | DOR | SIS | LP | [7 empty] | NIS | 4503-GP-VD-BD008T3131PK5206049 | 3153-XLP-172 | 31-PK-5206A | VRC_C1 | 3153-XLP-172/3900-SSB-003 | [28 empty] | 3900-SSB-003
| 3153-TZT-653AP |  | 3153-TZ-653 P | TEMPERATURE TRANSM. -HEAD MOUNT |  |  | AIRH | SIS | Field | [7 empty] | IS | 4503-GP-VD-BD008T3131PK5206049 |  | 31-PK-5206A | VRC_C1/3153-TD-653_G1 | 3153-SJB-270/3900-SSB-004 | [28 empty] | 3900-SSB-004
| 3153-PZT-453BP |  | 3153-PZ-453 P | PRESSURE TRANSMITTER |  |  | AIRH | SIS | LGB | [7 empty] | IS | 4503-GP-VD-BD008T3131PK5206049 |  | 31-PK-5206A | VRC_C1/3153-PZ-453_G2 | 3153-SJB-271/3900-SSB-004 | [28 empty] | 3900-SSB-004
| 3153-PZT-457BP |  | 3153-PZ-457 P | PRESSURE TRANSMITTER |  |  | AIRH | SIS | LGB | [7 empty] | IS | 4503-GP-VD-BD008T3131PK5206049 |  | 31-PK-5206A | VRC_C1/3153-PZ-457_G2 | 3153-SJB-271/3900-SSB-004 | [28 empty] | 3900-SSB-004
| 3153-PZT-457CP |  | 3153-PZ-457 P | PRESSURE TRANSMITTER |  |  | AIRH | SIS | LGB | [7 empty] | IS | 4503-GP-VD-BD008T3131PK5206049 |  | 31-PK-5206A | VRC_C1/3153-PZ-457_G3 | 3153-SJB-272/3900-SSB-004 | [28 empty] | 3900-SSB-004
| 3153-TZT-653CP |  | 3153-TZ-653 P | TEMPERATURE TRANSM. -HEAD MOUNT |  |  | AIRH | SIS | Field | [7 empty] | IS | 4503-GP-VD-BD008T3131PK5206049 |  | 31-PK-5206A | VRC_C1/3153-TD-653_G3 | 3153-SJB-272/3900-SSB-004 | [28 empty] | 3900-SSB-004
| 6111-XY-932P |  | 6111-XD-932 P | SOLENOID VALVE |  |  | DOR | DCS | Field |  |  |  |  | - |  |  | NIS |  |  | 61-PK-1102A | N2_C1 | 6111-DJB-370/6111-DSB-005 | [28 empty] | 6111-DSB-005
| 3153-HS-189P |  | 3153-HD-189 P | HAND SWITCH |  |  | DIR | DCS | LP | [7 empty] | NIS | 4503-GP-VD-BD008T3131PK5206049 |  | 31-PK-5206B |  | 3153-XLP-192/3900-SSB-003 | [28 empty] | 3900-DSB-017
| 3153-XY-956P |  | 3153-XD-956 P | SOLENOID VALVE |  |  | DOR | DCS | Field | [7 empty] | NIS | 4503-GP-VD-BD008T3131PK5206049 | 31-K-5206A | 31-PK-5206A | VRC_C1 | 3153-DJB-370/3900-DSB-017 | [28 empty] | 3900-DSB-017
| 3153-HS-190P |  | 3153-HD-190 P | HAND SWITCH |  |  | DIR | DCS | LP | [7 empty] | NIS | 4503-GP-VD-BD008T3131PK5206049 |  | 31-PK-5206B |  | 3153-XLP-192/3900-SSB-003 | [28 empty] | 3900-DSB-017
| 3153-TT-712P |  | 3153-TD-712 P | TEMPERATURE TRANSM. -REMOTE MOUNT |  |  | AIRH | DCS | Field | [7 empty] | IS | 4503-GP-VD-BD008T3131PK5206049 |  | 31-PK-5206A | VRC_C1 | 3153-DJB-272/3900-DSB-016 | [28 empty] | 3900-DSB-016
| 3153-TT-710P |  | 3153-TD-710 P | TEMPERATURE TRANSM. -REMOTE MOUNT |  |  | AIRH | DCS | Field | [7 empty] | IS | 4503-GP-VD-BD008T3131PK5206049 |  | 31-PK-5206A | VRC_C1 | 3153-DJB-272/3900-DSB-016 | [28 empty] | 3900-DSB-016
| 3153-TT-673P |  | 3153-TD-673 P | TEMPERATURE TRANSM. -HEAD MOUNT |  |  | AIRH | DCS | Field | [7 empty] | IS | 4503-GP-VD-BD008T3131PK5206049 |  | 31-PK-5206A |  | 3153-DJB-270/3900-DSB-016 | [28 empty] | 3900-DSB-016
| 3153-TT-687P |  | 3153-TD-687 P | TEMPERATURE TRANSM. -HEAD MOUNT |  |  | AIRH | DCS | Field | [7 empty] | IS | 4503-GP-VD-BD008T3131PK5206049 |  | 31-PK-5206A |  | 3153-DJB-270/3900-DSB-016 | [28 empty] | 3900-DSB-016
| 3153-PT-499P |  | 3153-PD-499 P | PRESSURE TRANSMITTER |  |  | AIRH | DCS | Field | [7 empty] | IS | 4503-GP-VD-BD008T3131PK5206049 |  | 31-PK-5206A | VRC_C1 | 3153-DJB-270/3900-DSB-016 | [28 empty] | 3900-DSB-016
| 3153-TZT-656AP |  | 3153-TZ-656 P | TEMPERATURE TRANSM. -HEAD MOUNT |  |  | AIRH | SIS | Field | [7 empty] | IS | 4503-GP-VD-BD008T3131PK5206049 |  | 31-PK-5206A | VRC_C1/3153-TD-656_G1 | 3153-SJB-270/3900-SSB-004 | [28 empty] | 3900-SSB-004
| 3153-PT-565P |  | 3153-PD-565 P | PRESSURE TRANSMITTER |  |  | AIRH | DCS | LGB | [7 empty] | IS | 4503-GP-VD-BD008T3131PK5206049 |  | 31-PK-5206B | VRC_C2 | 3153-DJB-290/3900-DSB-017 | [28 empty] | 3900-DSB-017
| 3153-TZT-653BP |  | 3153-TZ-653 P | TEMPERATURE TRANSM. -HEAD MOUNT |  |  | AIRH | SIS | Field | [7 empty] | IS | 4503-GP-VD-BD008T3131PK5206049 |  | 31-PK-5206A | VRC_C1/3153-TD-653_G2 | 3153-SJB-271/3900-SSB-004 | [28 empty] | 3900-SSB-004
| 3153-TZT-656BP |  | 3153-TZ-656 P | TEMPERATURE TRANSM. -HEAD MOUNT |  |  | AIRH | SIS | Field | [7 empty] | IS | 4503-GP-VD-BD008T3131PK5206049 |  | 31-PK-5206A | VRC_C1/3153-TD-656_G2 | 3153-SJB-271/3900-SSB-004 | [28 empty] | 3900-SSB-004
| 3153-LZT-351P |  | 3153-LZ-351 P | LEVEL TRANSM. - GWR EXT. CHAMBER |  |  | AIRH | SIS | Field | [7 empty] | IS | 4503-GP-VD-BD008T3131PK5206049 | 31-V-5301 | 31-PK-5206A | VRC_C1 | 3153-SJB-270/3900-SSB-004 | [28 empty] | 3900-SSB-004
| 3153-TS-678P |  | 3153-TD-678 P | TEMPERATURE SWITCH |  |  | DIR | DCS | Field | [7 empty] | NIS | 4503-GP-VD-BD008T3131PK5206049 | 31-E-5317 | 31-PK-5206A | VRC_C1 | 3153-DJB-172/3900-DSB-017 | [28 empty] | 3900-DSB-017
| 3153-PT-490P |  | 3153-PD-490 P | PRESSURE TRANSMITTER |  |  | AIRH | DCS | Field | [7 empty] | IS | 4503-GP-VD-BD008T3131PK5206049 |  | 31-PK-5206A | VRC_C1 | 3153-DJB-270/3900-DSB-016 | [28 empty] | 3900-DSB-016
| 3153-LZT-353P |  | 3153-LZ-353 P | LEVEL TRANSM. - GWR EXT. CHAMBER |  |  | AIRH | SIS | Field | [7 empty] | IS | 4503-GP-VD-BD008T3131PK5206049 | 31-V-5303 | 31-PK-5206A | VRC_C1 | 3153-SJB-270/3900-SSB-004 | [28 empty] | 3900-SSB-004
| 3153-HS-191P |  | 3153-HD-191 P | HAND SWITCH |  |  | DIR | DCS | LP | [7 empty] | NIS | 4503-GP-VD-BD008T3131PK5206049 |  | 31-PK-5206B |  | 3153-XLP-192/3900-SSB-003 | [28 empty] | 3900-DSB-017
| 3153-PDZT-475P |  | 3153-PZ-475 P | PRESSURE DIFFERENTIAL TRANSMITTER |  |  | AIRH | SIS | Field | [7 empty] | IS | 4503-GP-VD-BD008T3131PK5206049 |  | 31-PK-5206A | VRC_C1 | 3153-SJB-270/3900-SSB-004 | [28 empty] | 3900-SSB-004
| 3153-PT-452P |  | 3153-PD-452 P | PRESSURE TRANSMITTER |  |  | AIRH | DCS | LGB | [7 empty] | IS | 4503-GP-VD-BD008T3131PK5206049 |  | 31-PK-5206A | VRC_C1 | 3153-DJB-270/3900-DSB-016 | [28 empty] | 3900-DSB-016
| 3153-TZT-656CP |  | 3153-TZ-656 P | TEMPERATURE TRANSM. -HEAD MOUNT |  |  | AIRH | SIS | Field | [7 empty] | IS | 4503-GP-VD-BD008T3131PK5206049 |  | 31-PK-5206A | VRC_C1/3153-TD-656_G3 | 3153-SJB-272/3900-SSB-004 | [28 empty] | 3900-SSB-004
| 3153-TS-677P |  | 3153-TD-677 P | TEMPERATURE SWITCH |  |  | DIR | DCS | Field | [7 empty] | NIS | 4503-GP-VD-BD008T3131PK5206049 | 31-E-5317 | 31-PK-5206A | VRC_C1 | 3153-DJB-172/3900-DSB-017 | [28 empty] | 3900-DSB-017
| 3153-UXA-953P |  | 3153-UD-953 P | ALARM |  |  | DIR | DCS | Field | [7 empty] | NIS | 4503-GP-VD-BD008T3131PK5206049 | 31-KM-5220 | 31-PK-5206A | VRC_C1 | 3153-DJB-170/3900-DSB-017 | [28 empty] | 3900-DSB-017
| 3153-HS-192P |  | 3153-HD-192 P | HAND SWITCH |  |  | DIR | DCS | LP | [7 empty] | NIS | 4503-GP-VD-BD008T3131PK5206049 |  | 31-PK-5206B |  | 3153-XLP-192/3900-SSB-003 | [28 empty] | 3900-DSB-017
| 3153-PDT-531P |  | 3153-PD-531 P | PRESSURE DIFFERENTIAL TRANSMITTER |  |  | AIRH | DCS | Field | [7 empty] | IS | 4503-GP-VD-BD008T3131PK5206049 |  | 31-PK-5206B | VRC_C2 | 3153-DJB-290/3900-DSB-017 | [28 empty] | 3900-DSB-017
| 3153-PT-456P |  | 3153-PD-456 P | PRESSURE TRANSMITTER |  |  | AIRH | DCS | LGB | [7 empty] | IS | 4503-GP-VD-BD008T3131PK5206049 |  | 31-PK-5206A | VRC_C1 | 3153-DJB-270/3900-DSB-016 | [28 empty] | 3900-DSB-016
| 3153-PT-459P |  | 3153-PD-459 P | PRESSURE TRANSMITTER |  |  | AIRH | DCS | Field | [7 empty] | IS | 4503-GP-VD-BD008T3131PK5206049 |  | 31-PK-5206A | VRC_C1 | 3153-DJB-270/3900-DSB-016 | [28 empty] | 3900-DSB-016
| 3153-TT-709P |  | 3153-TD-709 P | TEMPERATURE TRANSM. -REMOTE MOUNT |  |  | AIRH | DCS | Field | [7 empty] | IS | 4503-GP-VD-BD008T3131PK5206049 |  | 31-PK-5206A | VRC_C1 | 3153-DJB-272/3900-DSB-016 | [28 empty] | 3900-DSB-016
| 3153-TT-692P |  | 3153-TD-692 P | TEMPERATURE TRANSM. -REMOTE MOUNT |  |  | AIRH | DCS | Field | [7 empty] | IS | 4503-GP-VD-BD008T3131PK5206049 |  | 31-PK-5206A |  | 3153-DJB-272/3900-DSB-016 | [28 empty] | 3900-DSB-016
| 3153-TT-662P |  | 3153-TD-662 P | TEMPERATURE TRANSM. -REMOTE MOUNT |  |  | AIRH | DCS | Field | [7 empty] | IS | 4503-GP-VD-BD008T3131PK5206049 |  | 31-PK-5206A |  | 3153-DJB-273/3900-DSB-016 | [28 empty] | 3900-DSB-016
| 3153-PT-488P |  | 3153-PD-488 P | PRESSURE TRANSMITTER |  |  | AIRH | DCS | Field | [7 empty] | IS | 4503-GP-VD-BD008T3131PK5206049 |  | 31-PK-5206A | VRC_C1 | 3153-DJB-270/3900-DSB-016 | [28 empty] | 3900-DSB-016
| 3153-PT-485P |  | 3153-PD-485 P | PRESSURE TRANSMITTER |  |  | AIRH | DCS | LGB | [7 empty] | IS | 4503-GP-VD-BD008T3131PK5206049 |  | 31-PK-5206A | VRC_C1 | 3153-DJB-270/3900-DSB-016 | [28 empty] | 3900-DSB-016
| 3153-XL-963P |  | 3153-XD-963 P | LAMP |  |  | DOR | SIS | LP | [7 empty] | NIS | 4503-GP-VD-BD008T3131PK5206049 | 3153-XLP-172 | 31-PK-5206A | VRC_C1 | 3153-XLP-172/3900-SSB-003 | [28 empty] | 3900-SSB-003
| 3153-TT-753P |  | 3153-TD-753 P | TEMPERATURE TRANSM. -HEAD MOUNT |  |  | AIRH | DCS | Field | [7 empty] | IS | 4503-GP-VD-BD008T3131PK5206049 |  | 31-PK-5206B |  | 3153-DJB-290/3900-DSB-017 | [28 empty] | 3900-DSB-017
| 3153-PT-532P |  | 3153-PD-532 P | PRESSURE TRANSMITTER |  |  | AIRH | DCS | LGB | [7 empty] | IS | 4503-GP-VD-BD008T3131PK5206049 |  | 31-PK-5206B | VRC_C2 | 3153-DJB-290/3900-DSB-016 | [28 empty] | 3900-DSB-016
| 3153-PT-536P |  | 3153-PD-536 P | PRESSURE TRANSMITTER |  |  | AIRH | DCS | LGB | [7 empty] | IS | 4503-GP-VD-BD008T3131PK5206049 |  | 31-PK-5206B | VRC_C2 | 3153-DJB-290/3900-DSB-016 | [28 empty] | 3900-DSB-016
| 3153-UXA-983P |  | 3153-UD-983 P | ALARM |  |  | DIR | DCS | Field | [7 empty] | NIS | 4503-GP-VD-BD008T3131PK5206049 | 31-KM-5240 | 31-PK-5206B | VRC_C2 | 3153-DJB-190/3900-DSB-017 | [28 empty] | 3900-DSB-017
| 3153-PDT-552P |  | 3153-PD-552 P | PRESSURE DIFFERENTIAL TRANSMITTER |  |  | AIRH | DCS | Field | [7 empty] | IS | 4503-GP-VD-BD008T3131PK5206049 |  | 31-PK-5206B | VRC_C2 | 3153-DJB-290/3900-DSB-016 | [28 empty] | 3900-DSB-016
| 3153-UX-982P |  | 3153-UD-982 P | INDICATION |  |  | DIR | DCS | Field | [7 empty] | NIS | 4503-GP-VD-BD008T3131PK5206049 |  | 31-PK-5206B | VRC_C2 | 3153-DJB-190/3900-DSB-017 | [28 empty] | 3900-DSB-017
| 3153-LZT-381P |  | 3153-LZ-381 P | LEVEL TRANSM. - GWR EXT. CHAMBER |  |  | AIRH | SIS | Field | [7 empty] | IS |  | 31-V-5321 | 31-PK-5206B | VRC_C2 | 3153-SJB-290/3900-SSB-004 | [28 empty] | 3900-SSB-004
| 3153-TT-775P |  | 3153-TD-775 P | TEMPERATURE TRANSM. -REMOTE MOUNT |  |  | AIRH | DCS | Field | [7 empty] | IS | 4503-GP-VD-BD008T3131PK5206049 |  | 31-PK-5206B |  | 3153-DJB-292/3900-DSB-017 | [28 empty] | 3900-DSB-017
| 3153-UZX-981P |  | 3153-UZ-981 P | ALARM |  |  | DIR | SIS | Field | [7 empty] | NIS |  | 31-KM-5240 | 31-PK-5206B | VRC_C2 | 3153-SJB-190/3900-SSB-004 | [28 empty] | 3900-SSB-004
| 3153-PZT-543AP |  | 3153-PZ-543 P | PRESSURE TRANSMITTER |  |  | AIRH | SIS | LGB | [7 empty] | IS | 4503-GP-VD-BD008T3131PK5206049 |  | 31-PK-5206B | VRC_C2/3153-PZ-543_G1 | 3153-SJB-290/3900-SSB-004 | [28 empty] | 3900-SSB-004
| 3153-TT-774P |  | 3153-TD-774 P | TEMPERATURE TRANSM. -REMOTE MOUNT |  |  | AIRH | DCS | Field | [7 empty] | IS | 4503-GP-VD-BD008T3131PK5206049 |  | 31-PK-5206B |  | 3153-DJB-292/3900-DSB-017 | [28 empty] | 3900-DSB-017
| 3153-PT-568P |  | 3153-PD-568 P | PRESSURE TRANSMITTER |  |  | AIRH | DCS | Field | [7 empty] | IS | 4503-GP-VD-BD008T3131PK5206049 |  | 31-PK-5206B | VRC_C2 | 3153-DJB-290/3900-DSB-016 | [28 empty] | 3900-DSB-016
| 3153-TT-788P |  | 3153-TD-788 P | TEMPERATURE TRANSM. -REMOTE MOUNT |  |  | AIRH | DCS | Field | [7 empty] | IS | 4503-GP-VD-BD008T3131PK5206049 |  | 31-PK-5206B |  | 3153-DJB-292/3900-DSB-017 | [28 empty] | 3900-DSB-017
| 3153-LS-386P |  |  | LEVEL SWITCH |  |  | DIR | DCS | LP | [7 empty] | IS | 4503-GP-VD-BD008T3131PK5206049 |  | 31-PK-5206B |  | 3153-DJB-291/3900-DSB-017 | [28 empty] | 3900-DSB-017
| 3153-LS-387P |  |  | LEVEL SWITCH |  |  | DIR | DCS | LP | [7 empty] | IS | 4503-GP-VD-BD008T3131PK5206049 |  | 31-PK-5206B |  | 3153-DJB-291/3900-DSB-017 | [28 empty] | 3900-DSB-017
| 3153-TT-791P |  | 3153-TD-791 P | TEMPERATURE TRANSM. -REMOTE MOUNT |  |  | AIRH | DCS | Field | [7 empty] | IS | 4503-GP-VD-BD008T3131PK5206049 |  | 31-PK-5206B |  | 3153-DJB-292/3900-DSB-017 | [28 empty] | 3900-DSB-017
| 3153-LZT-383P |  | 3153-LZ-383 P | LEVEL TRANSM. - GWR EXT. CHAMBER |  |  | AIRH | SIS | Field | [7 empty] | IS |  | 31-V-5323 | 31-PK-5206B | VRC_C2 | 3153-SJB-290/3900-SSB-004 | [28 empty] | 3900-SSB-004
| 3153-PZT-537AP |  | 3153-PZ-537 P | PRESSURE TRANSMITTER |  |  | AIRH | SIS | LGB | [7 empty] | IS | 4503-GP-VD-BD008T3131PK5206049 |  | 31-PK-5206B | VRC_C2/3153-PZ-537_G1 | 3153-SJB-290/3900-SSB-004 | [28 empty] | 3900-SSB-004
| 3153-TZT-733AP |  | 3153-TZ-733 P | TEMPERATURE TRANSM. -HEAD MOUNT |  |  | AIRH | SIS | Field | [7 empty] | IS | 4503-GP-VD-BD008T3131PK5206049 |  | 31-PK-5206B | VRC_C2/3153-TD-733_G1 | 3153-SJB-290/3900-SSB-004 | [28 empty] | 3900-SSB-004
| 3153-PT-570P |  | 3153-PD-570 P | PRESSURE TRANSMITTER |  |  | AIRH | DCS | Field | [7 empty] | IS | 4503-GP-VD-BD008T3131PK5206049 |  | 31-PK-5206B | VRC_C2 | 3153-DJB-290/3900-DSB-016 | [28 empty] | 3900-DSB-016
| 3153-TT-789P |  | 3153-TD-789 P | TEMPERATURE TRANSM. -REMOTE MOUNT |  |  | AIRH | DCS | Field | [7 empty] | IS | 4503-GP-VD-BD008T3131PK5206049 |  | 31-PK-5206B |  | 3153-DJB-292/3900-DSB-017 | [28 empty] | 3900-DSB-017
| 3153-TT-768P |  | 3153-TD-768 P | TEMPERATURE TRANSM. -REMOTE MOUNT |  |  | AIRH | DCS | Field | [7 empty] | IS | 4503-GP-VD-BD008T3131PK5206049 |  | 31-PK-5206B |  | 3153-DJB-292/3900-DSB-017 | [28 empty] | 3900-DSB-017
| 3153-TT-735P |  | 3153-TD-735 P | TEMPERATURE TRANSM. -HEAD MOUNT |  |  | AIRH | DCS | Field | [7 empty] | IS | 4503-GP-VD-BD008T3131PK5206049 |  | 31-PK-5206B |  | 3153-DJB-290/3900-DSB-017 | [28 empty] | 3900-DSB-017
| 3683-PT-403 |  | 3683-PD-403 | PRESSURE TRANSMITTER |  |  | AIRH | DCS | Field | [7 empty] | NIS | 4503-WZ-DM-T36832701 |  |  |  | 8620-DJB-001/3900-DSB-002 | [28 empty] | 3900-DSB-002
| 3683-LT-310 |  | 3683-LD-310 | LEVEL TRANSM. - RADAR |  |  | AIRH | DCS | Field | [7 empty] | NIS | 4503-WZ-DM-T36832701 | 36-SU-8301 |  |  | 8620-DJB-001/3900-DSB-002 | [28 empty] | 3900-DSB-002
| 3683-FT-201 |  | 3683-FD-201 | FLOW TRANSMITTER - MAG |  |  | AIRH | DCS | Field |  |  |  |  | 230 VAC |  |  | NIS | 4503-WZ-DM-T36832701 |  |  |  | 8620-DJB-001/3900-DSB-002 | [28 empty] | 3900-DSB-002
| 8683-TT-611 |  | 8683-TD-611 | TEMPERATURE TRANSM. - HEAD MOUNT |  |  | AIRH | DCS | Field | [7 empty] | NIS | 4503-WZ-DM-T86832705 | 88-SU-8303 |  |  | 8801-DJB-001/8620-DSB-001 | [28 empty] | 8620-DSB-001
| 8683-PT-401 |  | 8683-PD-401 | PRESSURE TRANSMITTER |  |  | AIRH | DCS | Field | [7 empty] | NIS | 4503-WZ-DM-T86832705 |  |  |  | 8801-DJB-001/8620-DSB-001 | [28 empty] | 8620-DSB-001
| 3153-TT-782P |  | 3153-TD-782 P | TEMPERATURE TRANSM. -REMOTE MOUNT |  |  | AIRH | DCS | Field | [7 empty] | IS | 4503-GP-VD-BD008T3131PK5206049 |  | 31-PK-5206B |  | 3153-DJB-292/3900-DSB-017 | [28 empty] | 3900-DSB-017
| 3153-TT-784P |  | 3153-TD-784 P | TEMPERATURE TRANSM. -REMOTE MOUNT |  |  | AIRH | DCS | Field | [7 empty] | IS | 4503-GP-VD-BD008T3131PK5206049 |  | 31-PK-5206B |  | 3153-DJB-292/3900-DSB-017 | [28 empty] | 3900-DSB-017
| 3153-TT-769P |  | 3153-TD-769 P | TEMPERATURE TRANSM. -REMOTE MOUNT |  |  | AIRH | DCS | Field | [7 empty] | IS | 4503-GP-VD-BD008T3131PK5206049 |  | 31-PK-5206B |  | 3153-DJB-292/3900-DSB-017 | [28 empty] | 3900-DSB-017
| 3153-TT-772P |  | 3153-TD-772 P | TEMPERATURE TRANSM. -REMOTE MOUNT |  |  | AIRH | DCS | Field | [7 empty] | IS | 4503-GP-VD-BD008T3131PK5206049 |  | 31-PK-5206B |  | 3153-DJB-292/3900-DSB-017 | [28 empty] | 3900-DSB-017
| 3153-TT-781P |  | 3153-TD-781 P | TEMPERATURE TRANSM. -REMOTE MOUNT |  |  | AIRH | DCS | Field | [7 empty] | IS | 4503-GP-VD-BD008T3131PK5206049 |  | 31-PK-5206B |  | 3153-DJB-292/3900-DSB-017 | [28 empty] | 3900-DSB-017
| 3153-PDT-554P |  | 3153-PD-554 P | PRESSURE DIFFERENTIAL TRANSMITTER |  |  | AIRH | DCS | Field | [7 empty] | IS | 4503-GP-VD-BD008T3131PK5206049 |  | 31-PK-5206B | VRC_C2 | 3153-DJB-290/3900-DSB-016 | [28 empty] | 3900-DSB-016
| 3153-TT-748P |  | 3153-TD-748 P | TEMPERATURE TRANSM. -HEAD MOUNT |  |  | AIRH | DCS | Field | [7 empty] | IS | 4503-GP-VD-BD008T3131PK5206049 |  | 31-PK-5206B |  | 3153-DJB-290/3900-DSB-017 | [28 empty] | 3900-DSB-017
| 3153-TT-732P |  | 3153-TD-732 P | TEMPERATURE TRANSM. -HEAD MOUNT |  |  | AIRH | DCS | Field | [7 empty] | IS | 4503-GP-VD-BD008T3131PK5206049 |  | 31-PK-5206B |  | 3153-DJB-290/3900-DSB-016 | [28 empty] | 3900-DSB-016
| 3153-TT-731P |  | 3153-TD-731 P | TEMPERATURE TRANSM. -HEAD MOUNT |  |  | AIRH | DCS | Field | [7 empty] | IS | 4503-GP-VD-BD008T3131PK5206049 |  | 31-PK-5206B |  | 3153-DJB-290/3900-DSB-016 | [28 empty] | 3900-DSB-016
| 3153-TT-767P |  | 3153-TD-767 P | TEMPERATURE TRANSM. -HEAD MOUNT |  |  | AIRH | DCS | Field | [7 empty] | IS | 4503-GP-VD-BD008T3131PK5206049 |  | 31-PK-5206B |  | 3153-DJB-290/3900-DSB-017 | [28 empty] | 3900-DSB-017
| 3153-PDT-461P |  | 3153-PD-461 P | PRESSURE DIFFERENTIAL TRANSMITTER |  |  | AIRH | DCS | Field | [7 empty] | IS | 4503-GP-VD-BD008T3131PK5206049 |  | 31-PK-5206A | VRC_C1 | 3153-DJB-270/3900-DSB-016 | [28 empty] | 3900-DSB-016
| 3153-ZS-981P |  | 3153-ZD-981 P | LIMIT SWITCH |  |  | DIR | DCS | Field | [7 empty] | IS | 4503-GP-VD-BD008T3131PK5206049 | 31-K-5206B | 31-PK-5206B | VRC_C2 | 3153-DJB-291/3900-DSB-017 | [28 empty] | 3900-DSB-017
| 3153-PZT-533AP |  | 3153-PZ-533 P | PRESSURE TRANSMITTER |  |  | AIRH | SIS | LGB | [7 empty] | IS | 4503-GP-VD-BD008T3131PK5206049 |  | 31-PK-5206B | VRC_C2/3153-PZ-533_G1 | 3153-DJB-290/3900-SSB-004 | [28 empty] | 3900-SSB-004
| 3153-PDZT-555P |  | 3153-PZ-555 P | PRESSURE DIFFERENTIAL TRANSMITTER |  |  | AIRH | SIS | Field | [7 empty] | IS |  |  | 31-PK-5206B | VRC_C2 | 3153-DJB-290/3900-SSB-004 | [28 empty] | 3900-SSB-004
| 3153-PY-542P |  | 3153-PD-542 P | E/P POSITIONER |  |  | AORH | DCS | Field | [7 empty] | IS | 4503-GP-VD-BD008T3131PK5206049 |  | 31-PK-5206B | VRC_C2 | 3153-DJB-290/3900-DSB-016 | [28 empty] | 3900-DSB-016
| 3153-PZT-542P |  | 3153-PD-542 P | POSITION TRANSMITTER |  |  | AIRH | DCS | Field | [7 empty] | IS | 4503-GP-VD-BD008T3131PK5206049 |  | 31-PK-5206B | VRC_C2 | 3153-DJB-290/3900-DSB-016 | [28 empty] | 3900-DSB-016
| 3153-PT-542P |  | 3153-PD-542 P | PRESSURE TRANSMITTER |  |  | AIRH | DCS | LGB | [7 empty] | IS | 4503-GP-VD-BD008T3131PK5206049 |  | 31-PK-5206B | VRC_C2 | 3153-DJB-290/3900-DSB-016 | [28 empty] | 3900-DSB-016
| 3153-PT-546P |  | 3153-PD-546 P | PRESSURE TRANSMITTER |  |  | AIRH | DCS | LGB | [7 empty] | IS | 4503-GP-VD-BD008T3131PK5206049 |  | 31-PK-5206B | VRC_C2 | 3153-DJB-290/3900-DSB-016 | [28 empty] | 3900-DSB-016
| 3153-TT-778P |  | 3153-TD-778 P | TEMPERATURE TRANSM. -REMOTE MOUNT |  |  | AIRH | DCS | Field | [7 empty] | IS | 4503-GP-VD-BD008T3131PK5206049 |  | 31-PK-5206B |  | 3153-DJB-292/3900-DSB-017 | [28 empty] | 3900-DSB-017
| 3153-TT-779P |  | 3153-TD-779 P | TEMPERATURE TRANSM. -REMOTE MOUNT |  |  | AIRH | DCS | Field | [7 empty] | IS | 4503-GP-VD-BD008T3131PK5206049 |  | 31-PK-5206B |  | 3153-DJB-292/3900-DSB-017 | [28 empty] | 3900-DSB-017
| 3153-TT-776P |  | 3153-TD-776 P | TEMPERATURE TRANSM. -REMOTE MOUNT |  |  | AIRH | DCS | Field | [7 empty] | IS | 4503-GP-VD-BD008T3131PK5206049 |  | 31-PK-5206B |  | 3153-DJB-292/3900-DSB-017 | [28 empty] | 3900-DSB-017
| 3153-TT-777P |  | 3153-TD-777 P | TEMPERATURE TRANSM. -REMOTE MOUNT |  |  | AIRH | DCS | Field | [7 empty] | IS | 4503-GP-VD-BD008T3131PK5206049 |  | 31-PK-5206B |  | 3153-DJB-292/3900-DSB-017 | [28 empty] | 3900-DSB-017
| 3153-PZT-537BP |  | 3153-PZ-537 P | PRESSURE TRANSMITTER |  |  | AIRH | SIS | LGB | [7 empty] | IS | 4503-GP-VD-BD008T3131PK5206049 |  | 31-PK-5206B | VRC_C2/3153-PZ-537_G2 | 3153-SJB-291/3900-SSB-004 | [28 empty] | 3900-SSB-004
| 3153-TZT-733CP |  | 3153-TZ-733 P | TEMPERATURE TRANSM. -HEAD MOUNT |  |  | AIRH | SIS | Field | [7 empty] | IS | 4503-GP-VD-BD008T3131PK5206049 |  | 31-PK-5206B | VRC_C2/3153-TD-733_G3 | 3153-SJB-292/3900-SSB-004 | [28 empty] | 3900-SSB-004
| 3153-TZT-736CP |  | 3153-TZ-736 P | TEMPERATURE TRANSM. -HEAD MOUNT |  |  | AIRH | SIS | Field | [7 empty] | IS | 4503-GP-VD-BD008T3131PK5206049 |  | 31-PK-5206B | VRC_C2/3153-TD-736_G3 | 3153-SJB-292/3900-SSB-004 | [28 empty] | 3900-SSB-004
| 3153-HZS-199P |  | 3153-HZ-199 P | PUSH BUTTON |  |  | DIR | SIS | LP | [7 empty] | NIS |  | 3153-XLP-192 | 31-PK-5206B | VRC_C2 | 3153-XLP-192/3900-SSB-003 | [28 empty] | 3900-SSB-003
| 3153-XL-964P |  | 3153-XD-964 P | LAMP |  |  | DOR | SIS | LP | [7 empty] | NIS | 4503-GP-VD-BD008T3131PK5206049 | 3153-XLP-172 | 31-PK-5206A | VRC_C1 | 3153-XLP-172/3900-SSB-003 | [28 empty] | 3900-SSB-003
| 3153-XL-965P |  | 3153-XD-965 P | LAMP |  |  | DOR | SIS | LP | [7 empty] | NIS | 4503-GP-VD-BD008T3131PK5206049 | 3153-XLP-172 | 31-PK-5206A | VRC_C1 | 3153-XLP-172/3900-SSB-003 | [28 empty] | 3900-SSB-003
| 3153-XL-966P |  | 3153-XD-966 P | LAMP |  |  | DOR | SIS | LP | [7 empty] | NIS | 4503-GP-VD-BD008T3131PK5206049 | 3153-XLP-172 | 31-PK-5206A | VRC_C1 | 3153-XLP-172/3900-SSB-003 | [28 empty] | 3900-SSB-003
| 3153-XL-967P |  | 3153-XD-967 P | LAMP |  |  | DOR | SIS | LP | [7 empty] | NIS | 4503-GP-VD-BD008T3131PK5206049 | 3153-XLP-172 | 31-PK-5206A | VRC_C1 | 3153-XLP-172/3900-SSB-003 | [28 empty] | 3900-SSB-003
| 3153-XL-968P |  | 3153-XD-968 P | LAMP |  |  | DOR | SIS | LP | [7 empty] | NIS | 4503-GP-VD-BD008T3131PK5206049 | 3153-XLP-172 | 31-PK-5206A | VRC_C1 | 3153-XLP-172/3900-SSB-003 | [28 empty] | 3900-SSB-003
| 3153-XL-969P |  | 3153-XD-969 P | LAMP |  |  | DOR | SIS | LP | [7 empty] | NIS | 4503-GP-VD-BD008T3131PK5206049 | 3153-XLP-172 | 31-PK-5206A | VRC_C1 | 3153-XLP-172/3900-SSB-003 | [28 empty] | 3900-SSB-003
| 3153-XL-970P |  | 3153-XD-970 P | LAMP |  |  | DOR | SIS | LP | [7 empty] | NIS | 4503-GP-VD-BD008T3131PK5206049 | 3153-XLP-192 | 31-PK-5206B | VRC_C2 | 3153-XLP-192/3900-SSB-003 | [28 empty] | 3900-SSB-003
| 3153-XL-971P |  | 3153-XD-971 P | LAMP |  |  | DOR | SIS | LP | [7 empty] | NIS | 4503-GP-VD-BD008T3131PK5206049 | 3153-XLP-192 | 31-PK-5206B | VRC_C2 | 3153-XLP-192/3900-SSB-003 | [28 empty] | 3900-SSB-003
| 3153-XL-972P |  | 3153-XD-972 P | LAMP |  |  | DOR | SIS | LP | [7 empty] | NIS | 4503-GP-VD-BD008T3131PK5206049 | 3153-XLP-192 | 31-PK-5206B | VRC_C2 | 3153-XLP-192/3900-SSB-003 | [28 empty] | 3900-SSB-003
| 3153-FZIT-294P |  | 3153-FZ-294 P | FLOW IND. TRANSM. -MAGNETIC REMOTE MOUNT |  |  | AIRH | SIS | Field | [7 empty] | IS |  |  | 31-PK-5206B | VRC_C2 | 3153-SJB-290/3900-SSB-004 | [28 empty] | 3900-SSB-004
| 3153-TZT-736AP |  | 3153-TZ-736 P | TEMPERATURE TRANSM. -HEAD MOUNT |  |  | AIRH | SIS | Field | [7 empty] | IS | 4503-GP-VD-BD008T3131PK5206049 |  | 31-PK-5206B | VRC_C2/3153-TD-736_G1 | 3153-SJB-290/3900-SSB-004 | [28 empty] | 3900-SSB-004
| 3153-XL-973P |  | 3153-XD-973 P | LAMP |  |  | DOR | SIS | LP | [7 empty] | NIS | 4503-GP-VD-BD008T3131PK5206049 | 3153-XLP-192 | 31-PK-5206B | VRC_C2 | 3153-XLP-192/3900-SSB-003 | [28 empty] | 3900-SSB-003
| 3153-XY-984P |  | 3153-XD-984 P | SOLENOID VALVE |  |  | DOR | DCS | Field | [7 empty] | NIS | 4503-GP-VD-BD008T3131PK5206049 | 31-K-5206B | 31-PK-5206B | VRC_C2 | 3153-DJB-390/3900-DSB-017 | [28 empty] | 3900-DSB-017
| 3153-XY-986P |  | 3153-XD-986 P | SOLENOID VALVE |  |  | DOR | DCS | Field | [7 empty] | NIS | 4503-GP-VD-BD008T3131PK5206049 | 31-K-5206B | 31-PK-5206B | VRC_C2 | 3153-DJB-390/3900-DSB-017 | [28 empty] | 3900-DSB-017
| 8683-LT-302 |  | 8683-LD-302 | LEVEL TRANSM. - RADAR |  |  | AIRH | DCS | Field | [7 empty] | NIS | 4503-WZ-DM-T86832705 | 88-SU-8303 |  |  | 8801-DJB-001/8620-DSB-001 | [28 empty] | 8620-DSB-001
| 8683-FT-202 |  | 8683-FD-202 | FLOW TRANSMITTER - MAG |  |  | AIRH | DCS | Field |  |  |  |  | 230 VAC |  |  | NIS | 4503-WZ-DM-T86832705 |  |  |  | 8801-DJB-001/8620-DSB-001 | [28 empty] | 8620-DSB-001
| 8883-TT-606 |  | 8883-TD-606 | TEMPERATURE TRANSM. - HEAD MOUNT |  |  | AIRH | DCS | Field | [7 empty] | NIS | 4503-WZ-DM-T88832710 | 88-SU-8303 |  |  | 8806-DJB-001/8620-DSB-001 | [28 empty] | 8620-DSB-001
| 8883-PT-405 |  | 8883-PD-405 | PRESSURE TRANSMITTER |  |  | AIRH | DCS | Field | [7 empty] | NIS | 4503-WZ-DM-T88832710 |  |  |  | 8806-DJB-001/8620-DSB-001 | [28 empty] | 8620-DSB-001
| 3153-TZT-736BP |  | 3153-TZ-736 P | TEMPERATURE TRANSM. -HEAD MOUNT |  |  | AIRH | SIS | Field | [7 empty] | IS | 4503-GP-VD-BD008T3131PK5206049 |  | 31-PK-5206B | VRC_C2/3153-TD-736_G2 | 3153-SJB-291/3900-SSB-004 | [28 empty] | 3900-SSB-004
| 3153-PZT-533CP |  | 3153-PZ-533 P | PRESSURE TRANSMITTER |  |  | AIRH | SIS | LGB | [7 empty] | IS | 4503-GP-VD-BD008T3131PK5206049 |  | 31-PK-5206B | VRC_C2/3153-PZ-533_G3 | 3153-SJB-292/3900-SSB-004 | [28 empty] | 3900-SSB-004
| 3153-PZT-537CP |  | 3153-PZ-537 P | PRESSURE TRANSMITTER |  |  | AIRH | SIS | LGB | [7 empty] | IS | 4503-GP-VD-BD008T3131PK5206049 |  | 31-PK-5206B | VRC_C2/3153-PZ-537_G3 | 3153-SJB-292/3900-SSB-004 | [28 empty] | 3900-SSB-004
| 3153-PZT-543CP |  | 3153-PZ-543 P | PRESSURE TRANSMITTER |  |  | AIRH | SIS | LGB | [7 empty] | IS | 4503-GP-VD-BD008T3131PK5206049 |  | 31-PK-5206B | VRC_C2/3153-PZ-543_G3 | 3153-SJB-292/3900-SSB-004 | [28 empty] | 3900-SSB-004
| 3153-PZT-547CP |  | 3153-PZ-547 P | PRESSURE TRANSMITTER |  |  | AIRH | SIS | LGB | [7 empty] | IS | 4503-GP-VD-BD008T3131PK5206049 |  | 31-PK-5206B | VRC_C2/3153-PZ-547_G3 | 3153-SJB-292/3900-SSB-004 | [28 empty] | 3900-SSB-004
| 3153-XL-974P |  | 3153-XD-974 P | LAMP |  |  | DOR | SIS | LP | [7 empty] | NIS | 4503-GP-VD-BD008T3131PK5206049 | 3153-XLP-192 | 31-PK-5206B | VRC_C2 | 3153-XLP-192/3900-SSB-003 | [28 empty] | 3900-SSB-003
| 3153-XL-975P |  | 3153-XD-975 P | LAMP |  |  | DOR | SIS | LP | [7 empty] | NIS | 4503-GP-VD-BD008T3131PK5206049 | 3153-XLP-192 | 31-PK-5206B | VRC_C2 | 3153-XLP-192/3900-SSB-003 | [28 empty] | 3900-SSB-003
| 4175-HZSC-155 |  | 4175-HD-155 | LIMIT SWITCH - CLOSE |  |  | DIR | DCS | Field | [7 empty] | IS | 4503-VZ-DM-T41752002 |  |  |  | 4175-HZSC-155/6812-DSB-001 | [28 empty] | 6812-DSB-001
| 8883-LT-305 |  | 8883-LD-305 | LEVEL TRANSM. - RADAR |  |  | AIRH | DCS | Field | [7 empty] | NIS | 4503-WZ-DM-T88832710 | 88-SU-8303 |  |  | 8806-DJB-001/8620-DSB-001 | [28 empty] | 8620-DSB-001
| 3153-XL-976P |  | 3153-XD-976 P | LAMP |  |  | DOR | SIS | LP | [7 empty] | NIS | 4503-GP-VD-BD008T3131PK5206049 | 3153-XLP-192 | 31-PK-5206B | VRC_C2 | 3153-XLP-192/3900-SSB-003 | [28 empty] | 3900-SSB-003
| 3153-XL-977P |  | 3153-XD-977 P | LAMP |  |  | DOR | SIS | LP | [7 empty] | NIS | 4503-GP-VD-BD008T3131PK5206049 | 3153-XLP-192 | 31-PK-5206B | VRC_C2 | 3153-XLP-192/3900-SSB-003 | [28 empty] | 3900-SSB-003
| 3153-XL-978P |  | 3153-XD-978 P | LAMP |  |  | DOR | SIS | LP | [7 empty] | NIS | 4503-GP-VD-BD008T3131PK5206049 | 3153-XLP-192 | 31-PK-5206B | VRC_C2 | 3153-XLP-192/3900-SSB-003 | [28 empty] | 3900-SSB-003
| 3153-TT-792P |  | 3153-TD-792 P | TEMPERATURE TRANSM. -REMOTE MOUNT |  |  | AIRH | DCS | Field | [7 empty] | IS | 4503-GP-VD-BD008T3131PK5206049 |  | 31-PK-5206B |  | 3153-DJB-292/3900-DSB-017 | [28 empty] | 3900-DSB-017
| 3153-TT-742P |  | 3153-TD-742 P | TEMPERATURE TRANSM. -REMOTE MOUNT |  |  | AIRH | DCS | Field | [7 empty] | IS | 4503-GP-VD-BD008T3131PK5206049 |  | 31-PK-5206B |  | 3153-DJB-293/3900-DSB-017 | [28 empty] | 3900-DSB-017
| 3153-TT-743P |  | 3153-TD-743 P | TEMPERATURE TRANSM. -REMOTE MOUNT |  |  | AIRH | DCS | Field | [7 empty] | IS | 4503-GP-VD-BD008T3131PK5206049 |  | 31-PK-5206B |  | 3153-DJB-293/3900-DSB-017 | [28 empty] | 3900-DSB-017
| 3153-XY-987P |  | 3153-XD-987 P | SOLENOID VALVE |  |  | DOR | DCS | Field | [7 empty] | NIS | 4503-GP-VD-BD008T3131PK5206049 | 31-K-5206B | 31-PK-5206B | VRC_C2 | 3153-DJB-390/3900-DSB-017 | [28 empty] | 3900-DSB-017
| 3153-XY-988P |  | 3153-XD-988 P | SOLENOID VALVE |  |  | DOR | DCS | Field | [7 empty] | NIS | 4503-GP-VD-BD008T3131PK5206049 | 31-K-5206B | 31-PK-5206B | VRC_C2 | 3153-DJB-390/3900-DSB-017 | [28 empty] | 3900-DSB-017
| 3153-XL-979P |  | 3153-XD-979 P | LAMP |  |  | DOR | SIS | LP | [7 empty] | NIS | 4503-GP-VD-BD008T3131PK5206049 | 3153-XLP-192 | 31-PK-5206B | VRC_C2 | 3153-XLP-192/3900-SSB-003 | [28 empty] | 3900-SSB-003
| 3153-XL-989P |  | 3153-XD-989 P | LAMP |  |  | DOR | SIS | LP | [7 empty] | NIS | 4503-GP-VD-BD008T3131PK5206049 | 3153-XLP-192 | 31-PK-5206B | VRC_C2 | 3153-XLP-192/3900-SSB-003 | [28 empty] | 3900-SSB-003
| 3153-XL-990P |  | 3153-XD-990 P | LAMP |  |  | DOR | SIS | LP | [7 empty] | NIS | 4503-GP-VD-BD008T3131PK5206049 | 3153-XLP-192 | 31-PK-5206B | VRC_C2 | 3153-XLP-192/3900-SSB-003 | [28 empty] | 3900-SSB-003
| 3153-XL-991P |  | 3153-XD-991 P | LAMP |  |  | DOR | SIS | LP | [7 empty] | NIS | 4503-GP-VD-BD008T3131PK5206049 | 3153-XLP-192 | 31-PK-5206B | VRC_C2 | 3153-XLP-192/3900-SSB-003 | [28 empty] | 3900-SSB-003
| 3153-XL-992P |  | 3153-XD-992 P | LAMP |  |  | DOR | SIS | LP | [7 empty] | NIS | 4503-GP-VD-BD008T3131PK5206049 | 3153-XLP-192 | 31-PK-5206B | VRC_C2 | 3153-XLP-192/3900-SSB-003 | [28 empty] | 3900-SSB-003
| 3153-PT-579P |  | 3153-PD-579 P | PRESSURE TRANSMITTER |  |  | AIRH | DCS | Field | [7 empty] | IS | 4503-GP-VD-BD008T3131PK5206049 |  | 31-PK-5206B | VRC_C2 | 3153-DJB-290/3900-DSB-016 | [28 empty] | 3900-DSB-016
| 3153-PZT-543BP |  | 3153-PZ-543 P | PRESSURE TRANSMITTER |  |  | AIRH | SIS | LGB | [7 empty] | IS | 4503-GP-VD-BD008T3131PK5206049 |  | 31-PK-5206B | VRC_C2/3153-PZ-543_G2 | 3153-SJB-291/3900-SSB-004 | [28 empty] | 3900-SSB-004
| 3153-TT-773P |  | 3153-TD-773 P | TEMPERATURE TRANSM. -REMOTE MOUNT |  |  | AIRH | DCS | Field | [7 empty] | IS | 4503-GP-VD-BD008T3131PK5206049 |  | 31-PK-5206B |  | 3153-DJB-292/3900-DSB-017 | [28 empty] | 3900-DSB-017
| 3153-TT-786P |  | 3153-TD-786 P | TEMPERATURE TRANSM. -REMOTE MOUNT |  |  | AIRH | DCS | Field | [7 empty] | IS | 4503-GP-VD-BD008T3131PK5206049 |  | 31-PK-5206B |  | 3153-DJB-292/3900-DSB-017 | [28 empty] | 3900-DSB-017
| 3153-PZT-533BP |  | 3153-PZ-533 P | PRESSURE TRANSMITTER |  |  | AIRH | SIS | LGB | [7 empty] | IS | 4503-GP-VD-BD008T3131PK5206049 |  | 31-PK-5206B | VRC_C2/3153-PZ-533_G2 | 3153-SJB-291/3900-SSB-004 | [28 empty] | 3900-SSB-004
| 3153-XL-993P |  | 3153-XD-993 P | LAMP |  |  | DOR | SIS | LP | [7 empty] | NIS | 4503-GP-VD-BD008T3131PK5206049 | 3153-XLP-192 | 31-PK-5206B | VRC_C2 | 3153-XLP-192/3900-SSB-003 | [28 empty] | 3900-SSB-003
| 3153-PDT-451P |  | 3153-PD-451 P | PRESSURE DIFFERENTIAL TRANSMITTER |  |  | AIRH | DCS | Field | [7 empty] | IS | 4503-GP-VD-BD008T3131PK5206049 |  | 31-PK-5206A | VRC_C1 | 3153-DJB-270/3900-DSB-016 | [28 empty] | 3900-DSB-016
| 3153-TZT-733BP |  | 3153-TZ-733 P | TEMPERATURE TRANSM. -HEAD MOUNT |  |  | AIRH | SIS | Field | [7 empty] | IS | 4503-GP-VD-BD008T3131PK5206049 |  | 31-PK-5206B | VRC_C2/3153-TD-733_G2 | 3153-SJB-291/3900-SSB-004 | [28 empty] | 3900-SSB-004
| 3154-PY-451 |  | 3154-PD-451P | E/P POSITIONER |  |  | AORH | DCS | Field | [7 empty] | IS | 4503-VZ-DM-T31522012 |  |  |  | 3154-PY-451/3900-DSB-001 | [28 empty] | 3900-DSB-001
| 3156-LT-301 |  | 3156-LD-301 | LEVEL TRANSM. - GAMMA RAY |  |  | AIRH | DCS | Field |  |  |  |  | 230 VAC |  |  | NIS | 4503-VZ-DM-T31562001 | 31-HP-5610 |  |  | 3156-LT-301/3900-DSB-004 | [28 empty] | 3900-DSB-004
| 3156-LS-304 |  | 3156-LD-304 | LEVEL SWITCH - TUNNING FORK |  |  | DIR | DCS | Field | [7 empty] | IS | 4503-VZ-DM-T31562002 | 31-SL-5647 |  |  | 3156-LS-304/6814-DSB-001 | [28 empty] | 6814-DSB-001
| 3156-LS-305 |  | 3156-LD-305 | LEVEL SWITCH - TUNNING FORK |  |  | DIR | DCS | Field | [7 empty] | IS | 4503-VZ-DM-T31562002 | 31-SL-5647 |  |  | 3156-LS-305/6814-DSB-001 | [28 empty] | 6814-DSB-001
| 3156-LS-307 |  | 3156-LD-307 | LEVEL SWITCH - TUNNING FORK |  |  | DIR | DCS | Field | [7 empty] | IS | 4503-VZ-DM-T31562003 | 31-SL-5646 |  |  | 3156-LS-307/3156-DSB-001 | [28 empty] | 3156-DSB-001
| 3156-LS-308 |  | 3156-LD-308 | LEVEL SWITCH - TUNNING FORK |  |  | DIR | DCS | Field | [7 empty] | IS | 4503-VZ-DM-T31562003 | 31-SL-5646 |  |  | 3156-LS-308/3156-DSB-001 | [28 empty] | 3156-DSB-001
| 3156-LS-309 |  | 3156-LD-309 | LEVEL SWITCH - TUNNING FORK |  |  | DIR | DCS | Field | [7 empty] | IS | 4503-VZ-DM-T31562003 | 31-SL-5645B |  |  | 3156-LS-309/3156-DSB-001 | [28 empty] | 3156-DSB-001
| 3156-LS-310 |  | 3156-LD-310 | LEVEL SWITCH - TUNNING FORK |  |  | DIR | DCS | Field | [7 empty] | IS | 4503-VZ-DM-T31562003 | 31-SL-5645B |  |  | 3156-LS-310/3156-DSB-001 | [28 empty] | 3156-DSB-001
| 3156-LS-311 |  | 3156-LD-311 | LEVEL SWITCH - TUNNING FORK |  |  | DIR | DCS | Field | [7 empty] | IS | 4503-VZ-DM-T31562003 | 31-SL-5645B |  |  | 3156-LS-311/3156-DSB-001 | [28 empty] | 3156-DSB-001
| 3156-LS-312 |  | 3156-LD-312 | LEVEL SWITCH - TUNNING FORK |  |  | DIR | DCS | Field | [7 empty] | IS | 4503-VZ-DM-T31562003 | 31-SL-5646 |  |  | 3156-LS-312/3156-DSB-001 | [28 empty] | 3156-DSB-001
| 3156-LS-313 |  | 3156-LD-313 | LEVEL SWITCH - TUNNING FORK |  |  | DIR | DCS | Field | [7 empty] | IS | 4503-VZ-DM-T31562004 | 31-SL-5645A |  |  | 3156-LS-313/3156-DSB-001 | [28 empty] | 3156-DSB-001
| 3156-LS-314 |  | 3156-LD-314 | LEVEL SWITCH - TUNNING FORK |  |  | DIR | DCS | Field | [7 empty] | IS | 4503-VZ-DM-T31562004 | 31-SL-5645A |  |  | 3156-LS-314/3156-DSB-001 | [28 empty] | 3156-DSB-001
| 3156-LS-315 |  | 3156-LD-315 | LEVEL SWITCH - TUNNING FORK |  |  | DIR | DCS | Field | [7 empty] | IS | 4503-VZ-DM-T31562004 | 31-SL-5645A |  |  | 3156-LS-315/3156-DSB-001 | [28 empty] | 3156-DSB-001
| 3156-LS-316 |  | 3156-LD-316 | LEVEL SWITCH - TUNNING FORK |  |  | DIR | DCS | Field | [7 empty] | IS | 4503-VZ-DM-T31562002 | 31-SL-5647 |  |  | 3156-LS-316/6814-DSB-001 | [28 empty] | 6814-DSB-001
| 3156-LS-317 |  | 3156-LD-317 | LEVEL SWITCH - TUNNING FORK |  |  | DIR | DCS | Field | [7 empty] | IS | 4503-VZ-DM-T31562004 | 31-SL-5641D |  |  | 3156-LS-317/3156-DSB-001 | [28 empty] | 3156-DSB-001
| 3156-LS-318 |  | 3156-LD-318 | LEVEL SWITCH - TUNNING FORK |  |  | DIR | DCS | Field | [7 empty] | IS | 4503-VZ-DM-T31562004 | 31-SL-5641D |  |  | 3156-LS-318/3156-DSB-001 | [28 empty] | 3156-DSB-001
| 3156-LS-319 |  | 3156-LD-319 | LEVEL SWITCH - TUNNING FORK |  |  | DIR | DCS | Field | [7 empty] | IS | 4503-VZ-DM-T31562004 | 31-SL-5641D |  |  | 3156-LS-319/3156-DSB-001 | [28 empty] | 3156-DSB-001
| 3156-LS-320 |  | 3156-LD-320 | LEVEL SWITCH - TUNNING FORK |  |  | DIR | DCS | Field | [7 empty] | IS | 4503-VZ-DM-T31562005 | 31-SL-5641C |  |  | 3156-LS-320/3156-DSB-001 | [28 empty] | 3156-DSB-001
| 3156-LS-321 |  | 3156-LD-321 | LEVEL SWITCH - TUNNING FORK |  |  | DIR | DCS | Field | [7 empty] | IS | 4503-VZ-DM-T31562005 | 31-SL-5641C |  |  | 3156-LS-321/3156-DSB-001 | [28 empty] | 3156-DSB-001
| 3156-LS-322 |  | 3156-LD-322 | LEVEL SWITCH - TUNNING FORK |  |  | DIR | DCS | Field | [7 empty] | IS | 4503-VZ-DM-T31562005 | 31-SL-5641C |  |  | 3156-LS-322/3156-DSB-001 | [28 empty] | 3156-DSB-001
| 3156-LS-323 |  | 3156-LD-323 | LEVEL SWITCH - TUNNING FORK |  |  | DIR | DCS | Field | [7 empty] | IS | 4503-VZ-DM-T31562005 | 31-SL-5641B |  |  | 3156-LS-323/3156-DSB-001 | [28 empty] | 3156-DSB-001
| 3156-LS-324 |  | 3156-LD-324 | LEVEL SWITCH - TUNNING FORK |  |  | DIR | DCS | Field | [7 empty] | IS | 4503-VZ-DM-T31562005 | 31-SL-5641B |  |  | 3156-LS-324/3156-DSB-001 | [28 empty] | 3156-DSB-001
| 3156-LS-325 |  | 3156-LD-325 | LEVEL SWITCH - TUNNING FORK |  |  | DIR | DCS | Field | [7 empty] | IS | 4503-VZ-DM-T31562005 | 31-SL-5641B |  |  | 3156-LS-325/3156-DSB-001 | [28 empty] | 3156-DSB-001
| 3156-LS-326 |  | 3156-LD-326 | LEVEL SWITCH - TUNNING FORK |  |  | DIR | DCS | Field | [7 empty] | IS | 4503-VZ-DM-T31562005 | 31-SL-5641A |  |  | 3156-LS-326/3156-DSB-001 | [28 empty] | 3156-DSB-001
| 3156-LS-327 |  | 3156-LD-327 | LEVEL SWITCH - TUNNING FORK |  |  | DIR | DCS | Field | [7 empty] | IS | 4503-VZ-DM-T31562005 | 31-SL-5641A |  |  | 3156-LS-327/3156-DSB-001 | [28 empty] | 3156-DSB-001
| 3156-LS-328 |  | 3156-LD-328 | LEVEL SWITCH - TUNNING FORK |  |  | DIR | DCS | Field | [7 empty] | IS | 4503-VZ-DM-T31562005 | 31-SL-5641A |  |  | 3156-LS-328/3156-DSB-001 | [28 empty] | 3156-DSB-001
| 3156-LS-335 |  | 3156-LD-335 | LEVEL SWITCH - TUNNING FORK |  |  | DIR | DCS | Field | [7 empty] | IS | 4503-VZ-DM-T31562002 | 31-SL-5648 |  |  | 3156-LS-335/6814-DSB-001 | [28 empty] | 6814-DSB-001
| 3156-LS-336 |  | 3156-LD-336 | LEVEL SWITCH - TUNNING FORK |  |  | DIR | DCS | Field | [7 empty] | IS | 4503-VZ-DM-T31562002 | 31-SL-5648 |  |  | 3156-LS-336/6814-DSB-001 | [28 empty] | 6814-DSB-001
| 3156-LS-337 |  | 3156-LD-337 | LEVEL SWITCH - TUNNING FORK |  |  | DIR | DCS | Field | [7 empty] | IS | 4503-VZ-DM-T31562002 | 31-SL-5648 |  |  | 3156-LS-337/6814-DSB-001 | [28 empty] | 6814-DSB-001
| 3156-LT-338 |  | 3156-LD-338 | LEVEL TRANSM. - RADAR |  |  | AIRH | DCS | Field | [7 empty] | IS | 4503-VZ-DM-T31562002 | 31-SL-5647 |  |  | 3156-LT-338/6814-DSB-001 | [28 empty] | 6814-DSB-001
| 3156-LT-339 |  | 3156-LD-339 | LEVEL TRANSM. - RADAR |  |  | AIRH | DCS | Field | [7 empty] | IS | 4503-VZ-DM-T31562003 | 31-SL-5646 |  |  | 3156-LT-339/3156-DSB-001 | [28 empty] | 3156-DSB-001
| 3156-LT-340 |  | 3156-LD-340 | LEVEL TRANSM. - RADAR |  |  | AIRH | DCS | Field | [7 empty] | IS | 4503-VZ-DM-T31562003 | 31-SL-5645B |  |  | 3156-LT-340/3156-DSB-001 | [28 empty] | 3156-DSB-001
| 3156-LT-341 |  | 3156-LD-341 | LEVEL TRANSM. - RADAR |  |  | AIRH | DCS | Field | [7 empty] | IS | 4503-VZ-DM-T31562004 | 31-SL-5645A |  |  | 3156-LT-341/3156-DSB-001 | [28 empty] | 3156-DSB-001
| 3156-LT-342 |  | 3156-LD-342 | LEVEL TRANSM. - RADAR |  |  | AIRH | DCS | Field | [7 empty] | IS | 4503-VZ-DM-T31562004 | 31-SL-5641D |  |  | 3156-LT-342/3156-DSB-001 | [28 empty] | 3156-DSB-001
| 3156-LT-343 |  | 3156-LD-343 | LEVEL TRANSM. - RADAR |  |  | AIRH | DCS | Field | [7 empty] | IS | 4503-VZ-DM-T31562005 | 31-SL-5641C |  |  | 3156-LT-343/3156-DSB-001 | [28 empty] | 3156-DSB-001
| 3156-LT-344 |  | 3156-LD-344 | LEVEL TRANSM. - RADAR |  |  | AIRH | DCS | Field | [7 empty] | IS | 4503-VZ-DM-T31562005 | 31-SL-5641B |  |  | 3156-LT-344/3156-DSB-001 | [28 empty] | 3156-DSB-001
| 3156-LT-345 |  | 3156-LD-345 | LEVEL TRANSM. - RADAR |  |  | AIRH | DCS | Field | [7 empty] | IS | 4503-VZ-DM-T31562005 | 31-SL-5641A |  |  | 3156-LT-345/3156-DSB-001 | [28 empty] | 3156-DSB-001
| 3156-PT-435 |  | 3156-PD-435 | PRESSURE TRANSMITTER |  |  | AIRH | DCS | Field | [7 empty] | IS | 4503-VZ-DM-T31562004 | 31-SL-5645A |  |  | 3156-PT-435/3156-DSB-001 | [28 empty] | 3156-DSB-001
| 3156-PT-436 |  | 3156-PD-436 | PRESSURE TRANSMITTER |  |  | AIRH | DCS | Field | [7 empty] | IS | 4503-VZ-DM-T31562004 | 31-SL-5641D |  |  | 3156-PT-436/3156-DSB-001 | [28 empty] | 3156-DSB-001
| 3156-PT-437 |  | 3156-PD-437 | PRESSURE TRANSMITTER |  |  | AIRH | DCS | Field | [7 empty] | IS | 4503-VZ-DM-T31562005 | 31-SL-5641C |  |  | 3156-PT-437/3156-DSB-001 | [28 empty] | 3156-DSB-001
| 3156-PT-438 |  | 3156-PD-438 | PRESSURE TRANSMITTER |  |  | AIRH | DCS | Field | [7 empty] | IS | 4503-VZ-DM-T31562005 | 31-SL-5641B |  |  | 3156-PT-438/3156-DSB-001 | [28 empty] | 3156-DSB-001
| 3156-PT-439 |  | 3156-PD-439 | PRESSURE TRANSMITTER |  |  | AIRH | DCS | Field | [7 empty] | IS | 4503-VZ-DM-T31562005 | 31-SL-5641A |  |  | 3156-PT-439/3156-DSB-001 | [28 empty] | 3156-DSB-001
| 3156-PT-440 |  | 3156-PD-440 | PRESSURE TRANSMITTER |  |  | AIRH | DCS | Field | [7 empty] | IS | 4503-VZ-DM-T31562003 | 31-SL-5646 |  |  | 3156-PT-440/3156-DSB-001 | [28 empty] | 3156-DSB-001
| 3156-PT-441 |  | 3156-PD-441 | PRESSURE TRANSMITTER |  |  | AIRH | DCS | Field | [7 empty] | IS | 4503-VZ-DM-T31562003 | 31-SL-5645B |  |  | 3156-PT-441/3156-DSB-001 | [28 empty] | 3156-DSB-001
| 3156-TT-601 |  | 3156-TD-601 | TEMPERATURE TRANSM. - HEAD MOUNT |  |  | AIRH | DCS | Field | [7 empty] | IS | 4503-VZ-DM-T31562003 | 31-SL-5646 |  |  | 3156-TT-601/3156-DSB-001 | [28 empty] | 3156-DSB-001
| 3156-TT-605 |  | 3156-TD-605 | TEMPERATURE TRANSM. - HEAD MOUNT |  |  | AIRH | DCS | Field | [7 empty] | IS | 4503-VZ-DM-T31562004 | 31-SL-5641D |  |  | 3156-TT-605/3156-DSB-001 | [28 empty] | 3156-DSB-001
| 3156-TT-606 |  | 3156-TD-606 | TEMPERATURE TRANSM. - HEAD MOUNT |  |  | AIRH | DCS | Field | [7 empty] | IS | 4503-VZ-DM-T31562005 | 31-SL-5641C |  |  | 3156-TT-606/3156-DSB-001 | [28 empty] | 3156-DSB-001
| 3156-TT-607 |  | 3156-TD-607 | TEMPERATURE TRANSM. - HEAD MOUNT |  |  | AIRH | DCS | Field | [7 empty] | IS | 4503-VZ-DM-T31562005 | 31-SL-5641B |  |  | 3156-TT-607/3156-DSB-001 | [28 empty] | 3156-DSB-001
| 3156-TT-609 |  | 3156-TD-609 | TEMPERATURE TRANSM. - HEAD MOUNT |  |  | AIRH | DCS | Field | [7 empty] | IS | 4503-VZ-DM-T31562005 | 31-SL-5641A |  |  | 3156-TT-609/3156-DSB-001 | [28 empty] | 3156-DSB-001
| 3156-TT-698 |  | 3156-TD-698 | TEMPERATURE TRANSM. - HEAD MOUNT |  |  | AIRH | DCS | Field | [7 empty] | IS | 4503-VZ-DM-T31562003 | 31-SL-5645B |  |  | 3156-TT-698/3156-DSB-001 | [28 empty] | 3156-DSB-001
| 3156-TT-699 |  | 3156-TD-699 | TEMPERATURE TRANSM. - HEAD MOUNT |  |  | AIRH | DCS | Field | [7 empty] | IS | 4503-VZ-DM-T31562004 | 31-SL-5645A |  |  | 3156-TT-699/3156-DSB-001 | [28 empty] | 3156-DSB-001
| 3162-FIT-202 |  | 3162-FD-202 | FLOW IND.TRANSM. - CORIOLIS REMOTE MOUNT |  |  | AIRH | DCS | Field |  |  |  |  | 230 VAC |  |  | IS | 4503-VZ-DM-T31622010 |  |  |  | 3162-FIT-202/6814-DSB-001 | [28 empty] | 6814-DSB-001
| 3162-JIC-913 |  | 3162-JD-913 | INDICATING CONTROLLER |  |  | AORH | DCS | Field | [7 empty] | IS | 4503-VZ-DM-T31622009 |  |  |  | 3162-JIC-913/6814-DSB-001 | [28 empty] | 6814-DSB-001
| 3162-LT-301 |  | 3162-LD-301 | BUBBLER TYPE DP LEVEL TRANSMITTER |  |  | AIRH | DCS | Field | [7 empty] | IS | 4503-VZ-DM-T31622009 | 31-V-6212 |  |  | 3162-LT-301/6814-DSB-001 | [28 empty] | 6814-DSB-001
| 3162-TT-601 |  | 3162-TD-601 | TEMPERATURE TRANSM. - HEAD MOUNT |  |  | AIRH | DCS | Field | [7 empty] | IS | 4503-VZ-DM-T31622009 | 31-V-6212 |  |  | 3162-TT-601/6814-DSB-001 | [28 empty] | 6814-DSB-001
| 3162-TT-603 |  | 3162-TD-603 | TEMPERATURE TRANSM. - HEAD MOUNT |  |  | AIRH | DCS | Field | [7 empty] | IS | 4503-VZ-DM-T31622010 |  |  |  | 3162-TT-603/6814-DSB-001 | [28 empty] | 6814-DSB-001
| 3162-TT-605 |  | 3162-TD-605 | TEMPERATURE TRANSM. - HEAD MOUNT |  |  | AIRH | DCS | Field | [7 empty] | IS | 4503-VZ-DM-T31622009 | 31-V-6212 |  |  | 3162-TT-605/6814-DSB-001 | [28 empty] | 6814-DSB-001
| 3162-TT-650P |  | 3162-TD-650P | TEMPERATURE TRANSM. - HEAD MOUNT |  |  | AIRH | DCS | Field | [7 empty] | IS | 4503-GG-VD-LG046T3131P6214013 | 31-P-6214 |  |  | 3162-TT-650P/6814-DSB-001 | [28 empty] | 6814-DSB-001
| 3170-AT-001 |  | 3170-AD-001 | ANALYZER - PARAMAGNETIC OXYGEN |  |  | AIRH | DCS | Field |  |  |  |  | 230 VAC |  |  | NIS | 4503-VZ-DM-T31702005 |  |  |  | 3170-AT-001/6814-DSB-001 | [28 empty] | 6814-DSB-001
| 3170-HS-140A |  | 3170-HD-140 | HAND SWITCH |  |  | DIR | DCS | Field | [7 empty] | NIS | 4503-VZ-DM-T31702003 |  |  |  | 3170-HS-140A/6814-DSB-001 | [28 empty] | 6814-DSB-001
| 3170-HS-140B |  | 3170-HD-140 | HAND SWITCH |  |  | DIR | DCS | Field | [7 empty] | NIS | 4503-VZ-DM-T31702003 |  |  |  | 3170-HS-140B/6814-DSB-001 | [28 empty] | 6814-DSB-001
| 3170-LT-301 |  | 3170-LD-301 | LEVEL TRANSMITTER - GW RADAR |  |  | AIRH | DCS | Field | [7 empty] | IS | 4503-VZ-DM-T31702003 | 31-SU-7001 |  |  | 3170-LT-301/6814-DSB-001 | [28 empty] | 6814-DSB-001
| 5110-PT-561P |  | 5110-PD-561P | PRESSURE TRANSMITTER |  |  | AIRH | DCS | Field | [7 empty] | IS | 4503-VZ-DM-T51102004 | 51-P-1001A | 51-P-1001A/B | 51-P-1001_G1 | 5110-PT-561P/5110-DSB-001 | [28 empty] | 5110-DSB-001
| 5110-PT-562P |  | 5110-PD-562P | PRESSURE TRANSMITTER |  |  | AIRH | DCS | Field | [7 empty] | IS | 4503-VZ-DM-T51102004 | 51-P-1001B | 51-P-1001A/B | 51-P-1001_G2 | 5110-PT-562P/5110-DSB-001 | [28 empty] | 5110-DSB-001
| 5110-HY-118P |  | 5110-HD-118 | PUMP STROKE ADJUSTMENT |  |  | AOR | DCS | Field | [7 empty] | NIS | 4503-VZ-DM-T51102020 | 51-P-1010A | 51-P-1010 A/B | 51-P-1010_G1 | 5110-HY-118P/5110-DSB-002 | [28 empty] | 5110-DSB-002
| 3170-XZSO-840P |  | 3170-XD-840P | LIMIT SWITCH - OPEN |  |  | DIR | DCS | Field | [7 empty] | IS | 4503-VZ-DM-T31702004 |  | 31-PK-8010 |  | 3170-XZSO-840P/6814-DSB-001 | [28 empty] | 6814-DSB-001
| 3170-XY-840P |  | 3170-XD-840P | SOLENOID VALVE |  |  | DOR | DCS | Field | [7 empty] | NIS | 4503-VZ-DM-T31702004 |  | 31-PK-8010 |  | 3170-XY-840P/6814-DSB-001 | [28 empty] | 6814-DSB-001
| 3180-LT-301 |  | 3180-LD-301 | LEVEL TRANSM. - RADAR |  |  | AIRH | DCS | Field | [7 empty] | NIS | 4503-VZ-DM-T31802001 | 31-SL-8001A |  |  | 3180-LT-301/6802-DSB-001 | [28 empty] | 6802-DSB-001
| 3180-LT-302 |  | 3180-LD-302 | LEVEL TRANSM. - RADAR |  |  | AIRH | DCS | Field | [7 empty] | NIS | 4503-VZ-DM-T31802002 | 31-SL-8001B |  |  | 3180-LT-302/6802-DSB-001 | [28 empty] | 6802-DSB-001
| 3180-LT-303 |  | 3180-LD-303 | LEVEL TRANSM. - RADAR |  |  | AIRH | DCS | Field | [7 empty] | NIS | 4503-VZ-DM-T31802003 | 31-SL-8001D |  |  | 3180-LT-303/6802-DSB-001 | [28 empty] | 6802-DSB-001
| 3180-LT-304 |  | 3180-LD-304 | LEVEL TRANSM. - RADAR |  |  | AIRH | DCS | Field | [7 empty] | NIS | 4503-VZ-DM-T31802003 | 31-SL-8001E |  |  | 3180-LT-304/6802-DSB-001 | [28 empty] | 6802-DSB-001
| 3180-LSLL-305 |  | 3180-LD-305 | LEVEL SWITCH - TUNNING FORK |  |  | DIR | DCS | Field | [7 empty] | NIS | 4503-VZ-DM-T31802001 | 31-SL-8001A |  |  | 3180-LSLL-305/6802-DSB-001 | [28 empty] | 6802-DSB-001
| 3180-LT-307 |  | 3180-LD-307 | LEVEL TRANSM. - RADAR |  |  | AIRH | DCS | Field | [7 empty] | NIS | 4503-VZ-DM-T31802002 | 31-SL-8001C |  |  | 3180-LT-307/6802-DSB-001 | [28 empty] | 6802-DSB-001
| 3180-LSLL-310 |  | 3180-LD-310 | LEVEL SWITCH - TUNNING FORK |  |  | DIR | DCS | Field | [7 empty] | NIS | 4503-VZ-DM-T31802002 | 31-SL-8001B |  |  | 3180-LSLL-310/6802-DSB-001 | [28 empty] | 6802-DSB-001
| 3180-LSHH-311 |  | 3180-LD-311 | LEVEL SWITCH - TUNNING FORK |  |  | DIR | DCS | Field | [7 empty] | NIS | 4503-VZ-DM-T31802002 | 31-SL-8001C |  |  | 3180-LSHH-311/6802-DSB-001 | [28 empty] | 6802-DSB-001
| 3180-LSLL-314 |  | 3180-LD-314 | LEVEL SWITCH - TUNNING FORK |  |  | DIR | DCS | Field | [7 empty] | NIS | 4503-VZ-DM-T31802002 | 31-SL-8001C |  |  | 3180-LSLL-314/6802-DSB-001 | [28 empty] | 6802-DSB-001
| 3180-LSHH-315 |  | 3180-LD-315 | LEVEL SWITCH - TUNNING FORK |  |  | DIR | DCS | Field | [7 empty] | NIS | 4503-VZ-DM-T31802003 | 31-SL-8001D |  |  | 3180-LSHH-315/6802-DSB-001 | [28 empty] | 6802-DSB-001
| 3180-LSLL-318 |  | 3180-LD-318 | LEVEL SWITCH - TUNNING FORK |  |  | DIR | DCS | Field | [7 empty] | NIS | 4503-VZ-DM-T31802003 | 31-SL-8001D |  |  | 3180-LSLL-318/6802-DSB-001 | [28 empty] | 6802-DSB-001
| 3180-LSHH-319 |  | 3180-LD-319 | LEVEL SWITCH - TUNNING FORK |  |  | DIR | DCS | Field | [7 empty] | NIS | 4503-VZ-DM-T31802003 | 31-SL-8001E |  |  | 3180-LSHH-319/6802-DSB-001 | [28 empty] | 6802-DSB-001
| 3180-LSLL-322 |  | 3180-LD-322 | LEVEL SWITCH - TUNNING FORK |  |  | DIR | DCS | Field | [7 empty] | NIS | 4503-VZ-DM-T31802003 | 31-SL-8001E |  |  | 3180-LSLL-322/6802-DSB-001 | [28 empty] | 6802-DSB-001
| 3180-LSHH-351 |  | 3180-LD-351 | LEVEL SWITCH - TUNNING FORK |  |  | DIR | DCS | Field | [7 empty] | NIS | 4503-VZ-DM-T31802001 | 31-SL-8001A |  |  | 3180-LSHH-351/6802-DSB-001 | [28 empty] | 6802-DSB-001
| 3180-LSHH-352 |  | 3180-LD-352 | LEVEL SWITCH - TUNNING FORK |  |  | DIR | DCS | Field | [7 empty] | NIS | 4503-VZ-DM-T31802002 | 31-SL-8001C |  |  | 3180-LSHH-352/6802-DSB-001 | [28 empty] | 6802-DSB-001
| 3199-FT-201 |  | 3199-FD-201 | FLOW TRANSMITTER - VORTEX |  |  | AIRH | DCS | Field | [7 empty] | IS | 4503-VZ-DM-T31992002 |  |  |  | 3199-FT-201/3900-DSB-008 | [28 empty] | 3900-DSB-008
| 3199-FT-202 |  | 3199-FD-202 | FLOW TRANSMITTER - CORIOLIS |  |  | AIRH | DCS | Field |  |  |  |  | 230 VAC |  |  | IS | 4503-VZ-DM-T31992001 |  |  |  | 3199-FT-202/3900-DSB-008 | [28 empty] | 3900-DSB-008
| 3199-FT-203 |  | 3199-FD-203 | FLOW TRANSMITTER - CORIOLIS |  |  | AIRH | DCS | Field |  |  |  |  | 230 VAC |  |  | IS | 4503-VZ-DM-T31992001 |  |  |  | 3199-FT-203/3900-DSB-008 | [28 empty] | 3900-DSB-008
| 3199-FT-204 |  | 3199-FD-204 | FLOW TRANSMITTER - CORIOLIS |  |  | AIRH | DCS | Field |  |  |  |  | 230 VAC |  |  | IS | 4503-VZ-DM-T31992001 |  |  |  | 3199-FT-204/3900-DSB-008 | [28 empty] | 3900-DSB-008
| 3199-FT-205 |  | 3199-FD-205 | FLOW TRANSMITTER - CORIOLIS |  |  | AIRH | DCS | Field |  |  |  |  | 230 VAC |  |  | IS | 4503-VZ-DM-T31992001 |  |  |  | 3199-FT-205/3900-DSB-008 | [28 empty] | 3900-DSB-008
| 3199-FT-206 |  | 3199-FD-206 | FLOW TRANSMITTER - CORIOLIS |  |  | AIRH | DCS | Field |  |  |  |  | 230 VAC |  |  | IS | 4503-VZ-DM-T31992001 |  |  |  | 3199-FT-206/3900-DSB-008 | [28 empty] | 3900-DSB-008
| 3199-FT-207 |  | 3199-FD-207 | FLOW TRANSMITTER - CORIOLIS |  |  | AIRH | DCS | Field |  |  |  |  | 230 VAC |  |  | IS | 4503-VZ-DM-T31992002 |  |  |  | 3199-FT-207/3900-DSB-008 | [28 empty] | 3900-DSB-008
| 3199-FT-208 |  | 3199-FD-208 | FLOW TRANSM. - ULTRASONIC REMOTE MOUNT |  |  | AIRH | DCS | Field |  |  |  |  | 230 VAC |  |  | NIS | 4503-VZ-DM-T31992002 |  |  |  | 3199-FT-208/3900-DSB-007 | [28 empty] | 3900-DSB-007
| 3199-FT-210 |  | 3199-FD-210 | FLOW TRANSMITTER - VORTEX |  |  | AIRH | DCS | Field | [7 empty] | IS | 4503-VZ-DM-T31992002 |  |  |  | 3199-FT-210/3900-DSB-008 | [28 empty] | 3900-DSB-008
| 3199-PT-401 |  | 3199-PD-401 | PRESSURE TRANSMITTER |  |  | AIRH | DCS | Field | [7 empty] | IS | 4503-VZ-DM-T31992002 |  |  |  | 3199-PT-401/3900-DSB-008 | [28 empty] | 3900-DSB-008
| 3199-PT-402 |  | 3199-PD-402 | PRESSURE TRANSMITTER |  |  | AIRH | DCS | Field | [7 empty] | IS | 4503-VZ-DM-T31992002 |  |  |  | 3199-PT-402/3900-DSB-008 | [28 empty] | 3900-DSB-008
| 3199-PT-406 |  | 3199-PD-406 | PRESSURE TRANSMITTER |  |  | AIRH | DCS | Field | [7 empty] | IS | 4503-VZ-DM-T31992001 |  |  |  | 3199-PT-406/3900-DSB-008 | [28 empty] | 3900-DSB-008
| 3199-PT-407 |  | 3199-PD-407 | PRESSURE TRANSMITTER |  |  | AIRH | DCS | Field | [7 empty] | IS | 4503-VZ-DM-T31992001 |  |  |  | 3199-PT-407/3900-DSB-008 | [28 empty] | 3900-DSB-008
| 3199-PT-408 |  | 3199-PD-408 | PRESSURE TRANSMITTER |  |  | AIRH | DCS | Field | [7 empty] | IS | 4503-VZ-DM-T31992002 |  |  |  | 3199-PT-408/3900-DSB-008 | [28 empty] | 3900-DSB-008
| 3199-PT-409 |  | 3199-PD-409 | PRESSURE TRANSMITTER |  |  | AIRH | DCS | Field | [7 empty] | IS | 4503-VZ-DM-T31992001 |  |  |  | 3199-PT-409/3900-DSB-008 | [28 empty] | 3900-DSB-008
| 3199-PT-410 |  | 3199-PD-410 | PRESSURE TRANSMITTER |  |  | AIRH | DCS | Field | [7 empty] | IS | 4503-VZ-DM-T31992001 |  |  |  | 3199-PT-410/3900-DSB-008 | [28 empty] | 3900-DSB-008
| 3199-PT-411 |  | 3199-PD-411 | PRESSURE TRANSMITTER |  |  | AIRH | DCS | Field | [7 empty] | IS | 4503-VZ-DM-T31992001 |  |  |  | 3199-PT-411/3900-DSB-008 | [28 empty] | 3900-DSB-008
| 3199-PT-445 |  | 3199-PD-445 | PRESSURE TRANSMITTER |  |  | AIRH | DCS | Field | [7 empty] | IS | 4503-VZ-DM-T31992001 |  |  |  | 3199-PT-445/3900-DSB-008 | [28 empty] | 3900-DSB-008
| 3199-TT-601 |  | 3199-TD-601 | TEMPERATURE TRANSM. - HEAD MOUNT |  |  | AIRH | DCS | Field | [7 empty] | IS | 4503-VZ-DM-T31992002 |  |  |  | 3199-TT-601/3900-DSB-008 | [28 empty] | 3900-DSB-008
| 3199-TT-602 |  | 3199-TD-602 | TEMPERATURE TRANSM. - HEAD MOUNT |  |  | AIRH | DCS | Field | [7 empty] | IS | 4503-VZ-DM-T31992002 |  |  |  | 3199-TT-602/3900-DSB-008 | [28 empty] | 3900-DSB-008
| 3199-TT-606 |  | 3199-TD-606 | TEMPERATURE TRANSM. - HEAD MOUNT |  |  | AIRH | DCS | Field | [7 empty] | IS | 4503-VZ-DM-T31992001 |  |  |  | 3199-TT-606/3900-DSB-008 | [28 empty] | 3900-DSB-008
| 3199-TT-607 |  | 3199-TD-607 | TEMPERATURE TRANSM. - HEAD MOUNT |  |  | AIRH | DCS | Field | [7 empty] | IS | 4503-VZ-DM-T31992002 |  |  |  | 3199-TT-607/3900-DSB-008 | [28 empty] | 3900-DSB-008
| 3199-TT-608 |  | 3199-TD-608 | TEMPERATURE TRANSM. - HEAD MOUNT |  |  | AIRH | DCS | Field | [7 empty] | IS | 4503-VZ-DM-T31992001 |  |  |  | 3199-TT-608/3900-DSB-008 | [28 empty] | 3900-DSB-008
| 3199-TT-610 |  | 3199-TD-610 | TEMPERATURE TRANSM. - HEAD MOUNT |  |  | AIRH | DCS | Field | [7 empty] | IS | 4503-VZ-DM-T31992001 |  |  |  | 3199-TT-610/3900-DSB-008 | [28 empty] | 3900-DSB-008
| 3199-TT-645 |  | 3199-TD-645 | TEMPERATURE TRANSM. - HEAD MOUNT |  |  | AIRH | DCS | Field | [7 empty] | IS | 4503-VZ-DM-T31992001 |  |  |  | 3199-TT-645/3900-DSB-008 | [28 empty] | 3900-DSB-008
| 3199-TT-657 |  | 3199-TD-657 | TEMPERATURE TRANSM. - HEAD MOUNT |  |  | AIRH | DCS | Field | [7 empty] | IS | 4503-VZ-DM-T31992001 |  |  |  | 3199-TT-657/3900-DSB-008 | [28 empty] | 3900-DSB-008
| 3199-TT-658 |  | 3199-TD-658 | TEMPERATURE TRANSM. - HEAD MOUNT |  |  | AIRH | DCS | Field | [7 empty] | IS | 4503-VZ-DM-T31992001 |  |  |  | 3199-TT-658/3900-DSB-008 | [28 empty] | 3900-DSB-008
| 3199-XZSC-806 |  | 3199-XD-806 | LIMIT SWITCH - CLOSE |  |  | DIR | DCS | Field | [7 empty] | IS | 4503-VZ-DM-T31992001 |  |  |  | 3199-XZSC-806/3900-DSB-008 | [28 empty] | 3900-DSB-008
| 3199-XZSO-806 |  | 3199-XD-806 | LIMIT SWITCH - OPEN |  |  | DIR | DCS | Field | [7 empty] | IS | 4503-VZ-DM-T31992001 |  |  |  | 3199-XZSO-806/3900-DSB-008 | [28 empty] | 3900-DSB-008
| 3199-XY-806 |  | 3199-XD-806 | SOLENOID VALVE |  |  | DOR | DCS | Field | [7 empty] | NIS | 4503-VZ-DM-T31992001 |  |  |  | 3199-XY-806/3900-DSB-007 | [28 empty] | 3900-DSB-007
| 3199-XHY-806 |  | 3199-XD-806 | PST DEVICE |  |  | AORH | DCS | Field | [7 empty] | IS | 4503-VZ-DM-T31992001 |  |  |  | 3199-XHY-806/3900-DSB-008 | [28 empty] | 3900-DSB-008
| 3611-PT-421 |  | 3611-PD-421 | PRESSURE TRANSMITTER |  |  | AIRH | DCS | Field | [7 empty] | IS | 4503-WZ-DM-T36112701 |  |  |  | 3611-PT-421/3900-DSB-007 | [28 empty] | 3900-DSB-007
| 3611-PY-421 |  | 3611-PD-421 | E/P POSITIONER |  |  | AORH | DCS | Field | [7 empty] | IS | 4503-WZ-DM-T36112701 |  |  |  | 3611-PY-421/3900-DSB-007 | [28 empty] | 3900-DSB-007
| 3611-TT-621 |  | 3611-TD-621 | TEMPERATURE TRANSM. - HEAD MOUNT |  |  | AIRH | DCS | Field | [7 empty] | IS | 4503-WZ-DM-T36112701 |  |  |  | 3611-TT-621/3900-DSB-007 | [28 empty] | 3900-DSB-007
| 3611-TY-621 |  | 3611-TD-621 | E/P POSITIONER |  |  | AORH | DCS | Field | [7 empty] | IS | 4503-WZ-DM-T36112701 |  |  |  | 3611-TY-621/3900-DSB-007 | [28 empty] | 3900-DSB-007
| 3611-TT-650 |  | 3611-TD-650 | TEMPERATURE TRANSM. - HEAD MOUNT |  |  | AIRH | DCS | Field | [7 empty] | IS | 4503-WZ-DM-T36112701 |  |  |  | 3611-TT-650/3900-DSB-007 | [28 empty] | 3900-DSB-007
| 3611-XZSC-806 |  | 3611-XD-806 | LIMIT SWITCH - CLOSE |  |  | DIR | DCS | Field | [7 empty] | IS | 4503-WZ-DM-T36112701 |  |  |  | 3611-XZSC-806/3900-DSB-007 | [28 empty] | 3900-DSB-007
| 3611-XZSO-806 |  | 3611-XD-806 | LIMIT SWITCH - OPEN |  |  | DIR | DCS | Field | [7 empty] | IS | 4503-WZ-DM-T36112701 |  |  |  | 3611-XZSO-806/3900-DSB-007 | [28 empty] | 3900-DSB-007
| 3611-XY-806 |  | 3611-XD-806 | SOLENOID VALVE |  |  | DOR | DCS | Field | [7 empty] | NIS | 4503-WZ-DM-T36112701 |  |  |  | 3611-XY-806/3900-DSB-006 | [28 empty] | 3900-DSB-006
| 3611-XZSC-807 |  | 3611-XD-807 | LIMIT SWITCH - CLOSE |  |  | DIR | DCS | Field | [7 empty] | IS | 4503-WZ-DM-T36112701 |  |  |  | 3611-XZSC-807/3900-DSB-007 | [28 empty] | 3900-DSB-007
| 3611-XZSO-807 |  | 3611-XD-807 | LIMIT SWITCH - OPEN |  |  | DIR | DCS | Field | [7 empty] | IS | 4503-WZ-DM-T36112701 |  |  |  | 3611-XZSO-807/3900-DSB-007 | [28 empty] | 3900-DSB-007
| 3611-XY-807 |  | 3611-XD-807 | SOLENOID VALVE |  |  | DOR | DCS | Field | [7 empty] | NIS | 4503-WZ-DM-T36112701 |  |  |  | 3611-XY-807/3900-DSB-006 | [28 empty] | 3900-DSB-006
| 3612-AT-002A |  | 3612-AD-002 | ANALYZER - HC (IR TYPE) |  |  | AIRH | DCS | Field |  |  |  |  | 24 VDC |  |  | NIS | 4503-WZ-DM-T36122705 |  |  |  | 3612-AT-002A/3900-DSB-006 | [28 empty] | 3900-DSB-006
| 3612-AT-002B |  | 3612-AD-002 | ANALYZER - CONDUCTIVITY |  |  | AIRH | DCS | Field |  |  |  |  | - |  |  | IS | 4503-WZ-DM-T36122705 |  |  |  | 3612-AT-002B/3900-DSB-005 | [28 empty] | 3900-DSB-005
| 3612-LT-303 |  | 3612-LD-303 | LEVEL TRANSMITTER - dP |  |  | AIRH | DCS | Field | [7 empty] | NIS | 4503-WZ-DM-T36122701 | 36-V-1201 |  |  | 3612-LT-303/3900-DSB-006 | [28 empty] | 3900-DSB-006
| 3612-LT-304 |  | 3612-LD-304 | LEVEL TRANSMITTER - dP |  |  | AIRH | DCS | Field | [7 empty] | NIS | 4503-WZ-DM-T36122701 | 36-V-1201 |  |  | 3612-LT-304/3900-DSB-006 | [28 empty] | 3900-DSB-006
| 3612-LY-304 |  | 3612-LD-304 | E/P POSITIONER |  |  | AORH | DCS | Field | [7 empty] | IS | 4503-WZ-DM-T36122710 |  |  |  | 3612-LY-304/3900-DSB-005 | [28 empty] | 3900-DSB-005
| 3612-PT-402 |  | 3612-PD-402 | PRESSURE TRANSMITTER |  |  | AIRH | DCS | Field | [7 empty] | NIS | 4503-WZ-DM-T36122701 | 36-E-1201 |  |  | 3612-PT-402/3900-DSB-006 | [28 empty] | 3900-DSB-006
| 3612-PY-402 |  | 3612-PD-402 | E/P POSITIONER |  |  | AORH | DCS | Field | [7 empty] | NIS | 4503-WZ-DM-T36122701 |  |  |  | 3612-PY-402/3900-DSB-006 | [28 empty] | 3900-DSB-006
| 3612-TT-604 |  | 3612-TD-604 | TEMPERATURE TRANSM. - HEAD MOUNT |  |  | AIRH | DCS | Field | [7 empty] | NIS | 4503-WZ-DM-T36122701 | 36-V-1201 |  |  | 3612-TT-604/3900-DSB-006 | [28 empty] | 3900-DSB-006
| 3153-ZS-982P |  | 3153-ZD-982 P | LIMIT SWITCH |  |  | DIR | DCS | Field | [7 empty] | IS | 4503-GP-VD-BD008T3131PK5206049 | 31-K-5206B | 31-PK-5206B | VRC_C2 | 3153-DJB-291/3900-DSB-017 | [28 empty] | 3900-DSB-017
| 3153-ZS-983P |  | 3153-ZD-983 P | LIMIT SWITCH |  |  | DIR | DCS | Field | [7 empty] | IS | 4503-GP-VD-BD008T3131PK5206049 | 31-K-5206B | 31-PK-5206B | VRC_C2 | 3153-DJB-291/3900-DSB-017 | [28 empty] | 3900-DSB-017
| 3612-XZSC-801A |  | 3612-XD-801A | LIMIT SWITCH - CLOSE |  |  | DIR | DCS | Field | [7 empty] | IS | 4503-WZ-DM-T36122705 |  |  | 3612-XD-801_G1 | 3612-XZSC-801A/3900-DSB-005 | [28 empty] | 3900-DSB-005
| 3612-XZSO-801A |  | 3612-XD-801A | LIMIT SWITCH - OPEN |  |  | DIR | DCS | Field | [7 empty] | IS | 4503-WZ-DM-T36122705 |  |  | 3612-XD-801_G1 | 3612-XZSO-801A/3900-DSB-005 | [28 empty] | 3900-DSB-005
| 3612-XY-801A |  | 3612-XD-801A | SOLENOID VALVE |  |  | DOR | DCS | Field | [7 empty] | NIS | 4503-WZ-DM-T36122705 |  |  | 3612-XD-801_G1 | 3612-XY-801A/3900-DSB-006 | [28 empty] | 3900-DSB-006
| 3612-XZSC-801B |  | 3612-XD-801B | LIMIT SWITCH - CLOSE |  |  | DIR | DCS | Field | [7 empty] | IS | 4503-WZ-DM-T36122705 |  |  | 3612-XD-801_G2 | 3612-XZSC-801B/3900-DSB-005 | [28 empty] | 3900-DSB-005
| 3612-XZSO-801B |  | 3612-XD-801B | LIMIT SWITCH - OPEN |  |  | DIR | DCS | Field | [7 empty] | IS | 4503-WZ-DM-T36122705 |  |  | 3612-XD-801_G2 | 3612-XZSO-801B/3900-DSB-005 | [28 empty] | 3900-DSB-005
| 3612-XY-801B |  | 3612-XD-801B | SOLENOID VALVE |  |  | DOR | DCS | Field | [7 empty] | NIS | 4503-WZ-DM-T36122705 |  |  | 3612-XD-801_G2 | 3612-XY-801B/3900-DSB-006 | [28 empty] | 3900-DSB-006
| 3612-XZSC-802 |  | 3612-XD-802 | LIMIT SWITCH - CLOSE |  |  | DIR | DCS | Field | [7 empty] | NIS | 4503-WZ-DM-T36122710 |  |  |  | 3612-XZSC-802/3900-DSB-006 | [28 empty] | 3900-DSB-006
| 3612-XZSO-802 |  | 3612-XD-802 | LIMIT SWITCH - OPEN |  |  | DIR | DCS | Field | [7 empty] | NIS | 4503-WZ-DM-T36122710 |  |  |  | 3612-XZSO-802/3900-DSB-006 | [28 empty] | 3900-DSB-006
| 3612-XY-802 |  | 3612-XD-802 | SOLENOID VALVE |  |  | DOR | DCS | Field | [7 empty] | NIS | 4503-WZ-DM-T36122710 |  |  |  | 3612-XY-802/3900-DSB-006 | [28 empty] | 3900-DSB-006
| 3612-XZSC-803 |  | 3612-XD-803 | LIMIT SWITCH - CLOSE |  |  | DIR | DCS | Field | [7 empty] | IS | 4503-WZ-DM-T36122710 |  |  |  | 3612-XZSC-803/3900-DSB-005 | [28 empty] | 3900-DSB-005
| 3612-XZSO-803 |  | 3612-XD-803 | LIMIT SWITCH - OPEN |  |  | DIR | DCS | Field | [7 empty] | NIS | 4503-WZ-DM-T36122710 |  |  |  | 3612-XZSO-803/3900-DSB-006 | [28 empty] | 3900-DSB-006
| 3612-XY-803 |  | 3612-XD-803 | SOLENOID VALVE |  |  | DOR | DCS | Field | [7 empty] | NIS | 4503-WZ-DM-T36122710 |  |  |  | 3612-XY-803/3900-DSB-006 | [28 empty] | 3900-DSB-006
| 3670-FT-201 |  | 3670-FD-201 | FLOW TRANSM. - ULTRASONIC REMOTE MOUNT |  |  | AIRH | DCS | Field |  |  |  |  | 230 VAC |  |  | NIS | 4503-VZ-DM-T36702002 |  |  |  | 3670-FT-201/3900-DSB-006 | [28 empty] | 3900-DSB-006
| 3670-FT-234 |  | 3670-FD-234 | FLOW TRANSM. - ULTRASONIC REMOTE MOUNT |  |  | AIRH | DCS | Field |  |  |  |  | 230 VAC |  |  | NIS | 4503-VZ-DM-T36702001 |  |  |  | 3670-FT-234/3900-DSB-006 | [28 empty] | 3900-DSB-006
| 3670-LT-301 |  | 3670-LD-301 | LEVEL TRANSMITTER - GW RADAR |  |  | AIRH | DCS | Field | [7 empty] | IS | 4503-VZ-DM-T36702001 | 36-V-7010 |  |  | 3670-LT-301/3900-DSB-005 | [28 empty] | 3900-DSB-005
| 3670-LT-302 |  | 3670-LD-302 | LEVEL TRANSMITTER - GW RADAR |  |  | AIRH | DCS | Field | [7 empty] | IS | 4503-VZ-DM-T36702002 | 36-V-7020 |  |  | 3670-LT-302/3900-DSB-005 | [28 empty] | 3900-DSB-005
| 3670-LT-303 |  | 3670-LD-303 | LEVEL TRANSMITTER - GW RADAR |  |  | AIRH | DCS | Field | [7 empty] | IS | 4503-VZ-DM-T36702001 | 36-V-7010 |  |  | 3670-LT-303/3900-DSB-005 | [28 empty] | 3900-DSB-005
| 3670-LT-304 |  | 3670-LD-304 | LEVEL TRANSMITTER - GW RADAR |  |  | AIRH | DCS | Field | [7 empty] | IS | 4503-VZ-DM-T36702002 | 36-V-7020 |  |  | 3670-LT-304/3900-DSB-005 | [28 empty] | 3900-DSB-005
| 3670-PT-402 |  | 3670-PD-402 | PRESSURE TRANSMITTER |  |  | AIRH | DCS | Field | [7 empty] | IS | 4503-VZ-DM-T36702002 | 36-V-7020 |  |  | 3670-PT-402/3900-DSB-005 | [28 empty] | 3900-DSB-005
| 3670-PT-419 |  | 3670-PD-419 | PRESSURE TRANSMITTER |  |  | AIRH | DCS | Field | [7 empty] | IS | 4503-VZ-DM-T36702001 | 36-V-7010 |  |  | 3670-PT-419/3900-DSB-005 | [28 empty] | 3900-DSB-005
| 3670-PIT-451P |  | 3670-PD-451P | PRESSURE IND. TRANSMITTER |  |  | AIRH | DCS | Field | [7 empty] | IS | 4503-GG-VD-BD018T3136P7010AB169 | 36-P-7010A | 36-P-7010 A/B | 36-P-7010_G1 | 3670-PIT-451P/3900-DSB-006 | [28 empty] | 3900-DSB-006
| 3670-PIT-452P |  | 3670-PD-452P | PRESSURE IND. TRANSMITTER |  |  | AIRH | DCS | Field | [7 empty] | IS | 4503-GG-VD-BD018T3136P7010AB169 | 36-P-7010B | 36-P-7010 A/B | 36-P-7010_G2 | 3670-PIT-452P/3900-DSB-006 | [28 empty] | 3900-DSB-006
| 5110-HY-119P |  | 5110-HD-119 | PUMP STROKE ADJUSTMENT |  |  | AOR | DCS | Field | [7 empty] | NIS | 4503-VZ-DM-T51102020 | 51-P-1010B | 51-P-1010 A/B | 51-P-1010_G2 | 5110-HY-119P/5110-DSB-002 | [28 empty] | 5110-DSB-002
| 5110-PT-501P |  | 5110-PD-501P | PRESSURE TRANSMITTER |  |  | AIRH | DCS | Field | [7 empty] | IS | 4503-VZ-DM-T51102005 | 51-P-1012A | 51-P-1012A/B | 51-P-1012_G1 | 5110-PT-501P/5120-DSB-001 | [28 empty] | 5120-DSB-001
| 3670-TT-601 |  | 3670-TD-601 | TEMPERATURE TRANSM. - HEAD MOUNT |  |  | AIRH | DCS | Field | [7 empty] | IS | 4503-VZ-DM-T36702001 | 36-V-7010 |  |  | 3670-TT-601/3900-DSB-005 | [28 empty] | 3900-DSB-005
| 3670-TT-602 |  | 3670-TD-602 | TEMPERATURE TRANSM. - HEAD MOUNT |  |  | AIRH | DCS | Field | [7 empty] | IS | 4503-VZ-DM-T36702002 | 36-V-7020 |  |  | 3670-TT-602/3900-DSB-005 | [28 empty] | 3900-DSB-005
| 3670-TT-655P |  | 3670-TD-655P | TEMPERATURE TRANSM. - HEAD MOUNT |  |  | AIRH | DCS | Field | [7 empty] | IS | 4503-GG-VD-BD018T3136P7010AB169 | 36-P-7010A | 36-P-7010 A/B | 36-P-7010_G1 | 3670-TT-655P/3900-DSB-006 | [28 empty] | 3900-DSB-006
| 3670-TT-656P |  | 3670-TD-656P | TEMPERATURE TRANSM. - HEAD MOUNT |  |  | AIRH | DCS | Field | [7 empty] | IS | 4503-GG-VD-BD018T3136P7010AB169 | 36-P-7010B | 36-P-7010 A/B | 36-P-7010_G1 | 3670-TT-656P/3900-DSB-006 | [28 empty] | 3900-DSB-006
| 3670-TT-657P |  | 3670-TD-657P | TEMPERATURE TRANSM. - HEAD MOUNT |  |  | AIRH | DCS | Field | [7 empty] | IS | 4503-GG-VD-BD018T3136P7010AB169 | 36-P-7010A | 36-P-7010 A/B | 36-P-7010_G2 | 3670-TT-657P/3900-DSB-006 | [28 empty] | 3900-DSB-006
| 3670-TT-658P |  | 3670-TD-658P | TEMPERATURE TRANSM. - HEAD MOUNT |  |  | AIRH | DCS | Field | [7 empty] | IS | 4503-GG-VD-BD018T3136P7010AB169 | 36-P-7010B | 36-P-7010 A/B | 36-P-7010_G2 | 3670-TT-658P/3900-DSB-006 | [28 empty] | 3900-DSB-006
| 3670-XZSC-801 |  | 3670-XD-801 | LIMIT SWITCH - CLOSE |  |  | DIR | DCS | Field | [7 empty] | IS | 4503-VZ-DM-T36702002 |  |  |  | 3670-XZSC-801/3900-DSB-005 | [28 empty] | 3900-DSB-005
| 3670-XZSO-801 |  | 3670-XD-801 | LIMIT SWITCH - OPEN |  |  | DIR | DCS | Field | [7 empty] | IS | 4503-VZ-DM-T36702002 |  |  |  | 3670-XZSO-801/3900-DSB-005 | [28 empty] | 3900-DSB-005
| 3670-XY-801 |  | 3670-XD-801 | SOLENOID VALVE |  |  | DOR | DCS | Field | [7 empty] | NIS | 4503-VZ-DM-T36702002 |  |  |  | 3670-XY-801/3900-DSB-006 | [28 empty] | 3900-DSB-006
| 3670-XZSC-841 |  | 3670-XD-841 | LIMIT SWITCH - CLOSE |  |  | DIR | DCS | Field | [7 empty] | IS | 4503-VZ-DM-T36702001 |  |  |  | 3670-XZSC-841/3900-DSB-005 | [28 empty] | 3900-DSB-005
| 3670-XZSO-841 |  | 3670-XD-841 | LIMIT SWITCH - OPEN |  |  | DIR | DCS | Field | [7 empty] | IS | 4503-VZ-DM-T36702001 |  |  |  | 3670-XZSO-841/3900-DSB-005 | [28 empty] | 3900-DSB-005
| 3670-XY-841 |  | 3670-XD-841 | SOLENOID VALVE |  |  | DOR | DCS | Field | [7 empty] | NIS | 4503-VZ-DM-T36702001 |  |  |  | 3670-XY-841/3900-DSB-006 | [28 empty] | 3900-DSB-006
| 3670-XZSC-861 |  | 3670-XD-861 | LIMIT SWITCH - CLOSE |  |  | DIR | DCS | Field | [7 empty] | IS | 4503-VZ-DM-T36702001 |  |  |  | 3670-XZSC-861/3900-DSB-005 | [28 empty] | 3900-DSB-005
| 3670-XZSO-861 |  | 3670-XD-861 | LIMIT SWITCH - OPEN |  |  | DIR | DCS | Field | [7 empty] | IS | 4503-VZ-DM-T36702001 |  |  |  | 3670-XZSO-861/3900-DSB-005 | [28 empty] | 3900-DSB-005
| 3670-XY-861 |  | 3670-XD-861 | SOLENOID VALVE |  |  | DOR | DCS | Field | [7 empty] | NIS | 4503-VZ-DM-T36702001 |  |  |  | 3670-XY-861/3900-DSB-006 | [28 empty] | 3900-DSB-006
| 3682-FT-210 |  | 3682-FD-210 | FLOW TRANSMITTER - MAG |  |  | AIRH | DCS | Field |  |  |  |  | 230 VAC |  |  | NIS | 4503-WZ-DM-T36822701 |  |  |  | 3682-FT-210/3900-DSB-007 | [28 empty] | 3900-DSB-007
| 3682-LT-302 |  | 3682-LD-302 | LEVEL TRANSMITTER - GW RADAR |  |  | AIRH | DCS | Field | [7 empty] | NIS | 4503-WZ-DM-T36822705 | 36-SU-8203 |  |  | 3682-LT-302/6812-DSB-001 | [28 empty] | 6812-DSB-001
| 3682-LT-306 |  | 3682-LD-306 | LEVEL TRANSMITTER - GW RADAR |  |  | AIRH | DCS | Field | [7 empty] | IS | 4503-WZ-DM-T36822701 | 36-SU-8201 |  |  | 3682-LT-306/3900-DSB-005 | [28 empty] | 3900-DSB-005
| 3682-PT-430 |  | 3682-PD-430 | PRESSURE TRANSMITTER |  |  | AIRH | DCS | Field | [7 empty] | IS | 4503-WZ-DM-T36822701 |  |  |  | 3682-PT-430/3900-DSB-008 | [28 empty] | 3900-DSB-008
| 3682-TT-612 |  | 3682-TD-612 | TEMPERATURE TRANSM. - HEAD MOUNT |  |  | AIRH | DCS | Field | [7 empty] | IS | 4503-WZ-DM-T36822701 | 36-SU-8201 |  |  | 3682-TT-612/3900-DSB-005 | [28 empty] | 3900-DSB-005
| 5110-FT-250 |  | 5110-FD-250 | FLOW TRANSM. - ULTRASONIC REMOTE MOUNT |  |  | AIRH | DCS | Field |  |  |  |  | 230 VAC |  |  | NIS | 4503-VZ-DM-T51102015 |  |  |  | 5110-FT-250/5110-DSB-002 | [28 empty] | 5110-DSB-002
| 8919-FSH-225P |  | 8919-FD-225P | FLOW SWITCH - HIGH |  |  | DIR | DCS | Field | [7 empty] | NIS | 4503-SZ-DM-T89192002 | 5110-SS-1001 | SS008000 |  | 8919-FSH-225P/5110-DSB-002 | [28 empty] | 5110-DSB-002
| 8919-FSH-228P |  | 8919-FD-228P | FLOW SWITCH - HIGH |  |  | DIR | DCS | Field | [7 empty] | NIS | 4503-SZ-DM-T89192002 | 5120-SS-1001 | SS008000 |  | 8919-FSH-228P/5110-DSB-002 | [28 empty] | 5110-DSB-002
| 5110-XIO-802B |  | 5110-XZ-802 | LAMP |  |  | DOR | DCS | LP | [7 empty] | NIS | 4503-VZ-DM-T51102001 |  |  |  | 5110-XIO-802B/5110-DSB-002 | [28 empty] | 5110-DSB-002
| 3699-AT-040 |  | 3699-AD-040 | ANALYZER - HC (IR TYPE) |  |  | AIRH | DCS | Field |  |  |  |  | 24 VDC |  |  | NIS | 4503-WZ-DM-T36992002 |  |  |  | 3699-AT-040/3156-DSB-001 | [28 empty] | 3156-DSB-001
| 3699-FT-201 |  | 3699-FD-201 | FLOW TRANSMITTER - VORTEX |  |  | AIRH | DCS | Field | [7 empty] | IS | 4503-WZ-DM-T36992004 |  |  |  | 3699-FT-201/3900-DSB-007 | [28 empty] | 3900-DSB-007
| 3699-FT-209 |  | 3699-FD-209 | FLOW TRANSMITTER - VORTEX |  |  | AIRH | DCS | Field | [7 empty] | IS | 4503-WZ-DM-T36992001 |  |  |  | 3699-FT-209/3900-DSB-008 | [28 empty] | 3900-DSB-008
| 3699-FT-210 |  | 3699-FD-210 | FLOW TRANSMITTER - VORTEX |  |  | AIRH | DCS | Field | [7 empty] | IS | 4503-WZ-DM-T36992001 |  |  |  | 3699-FT-210/3900-DSB-008 | [28 empty] | 3900-DSB-008
| 3699-FT-212 |  | 3699-FD-212 | FLOW TRANSMITTER - VORTEX |  |  | AIRH | DCS | Field | [7 empty] | IS | 4503-WZ-DM-T36992002 |  |  |  | 3699-FT-212/3900-DSB-007 | [28 empty] | 3900-DSB-007
| 3699-FT-213 |  | 3699-FD-213 | FLOW TRANSMITTER - MAG |  |  | AIRH | DCS | Field |  |  |  |  | 230 VAC |  |  | NIS | 4503-WZ-DM-T36992002 |  |  |  | 3699-FT-213/3156-DSB-001 | [28 empty] | 3156-DSB-001
| 3699-FT-214 |  | 3699-FD-214 | FLOW TRANSMITTER - VORTEX |  |  | AIRH | DCS | Field | [7 empty] | IS | 4503-WZ-DM-T36992001 |  |  |  | 3699-FT-214/3900-DSB-008 | [28 empty] | 3900-DSB-008
| 3699-FT-215 |  | 3699-FD-215 | FLOW TRANSMITTER - VORTEX |  |  | AIRH | DCS | Field | [7 empty] | IS | 4503-WZ-DM-T36992001 |  |  |  | 3699-FT-215/3900-DSB-008 | [28 empty] | 3900-DSB-008
| 3699-FT-216 |  | 3699-FD-216 | FLOW TRANSMITTER - VORTEX |  |  | AIRH | DCS | Field | [7 empty] | IS | 4503-WZ-DM-T36992001 |  |  |  | 3699-FT-216/3900-DSB-008 | [28 empty] | 3900-DSB-008
| 3699-FT-223 |  | 3699-FD-223 | FLOW TRANSMITTER - VORTEX |  |  | AIRH | DCS | Field | [7 empty] | IS | 4503-WZ-DM-T36992003 |  |  |  | 3699-FT-223/3900-DSB-007 | [28 empty] | 3900-DSB-007
| 3699-FT-231 |  | 3699-FD-231 | FLOW TRANSMITTER - VORTEX |  |  | AIRH | DCS | Field | [7 empty] | IS | 4503-WZ-DM-T36992003 |  |  |  | 3699-FT-231/3900-DSB-007 | [28 empty] | 3900-DSB-007
| 3699-FT-236 |  | 3699-FD-236 | FLOW TRANSMITTER - VORTEX |  |  | AIRH | DCS | Field | [7 empty] | IS | 4503-WZ-DM-T36992004 |  |  |  | 3699-FT-236/3900-DSB-007 | [28 empty] | 3900-DSB-007
| 3699-FT-237 |  | 3699-FD-237 | FLOW TRANSMITTER - VORTEX |  |  | AIRH | DCS | Field | [7 empty] | IS | 4503-WZ-DM-T36992004 |  |  |  | 3699-FT-237/3900-DSB-007 | [28 empty] | 3900-DSB-007
| 3699-FT-238 |  | 3699-FD-238 | FLOW TRANSMITTER - VORTEX |  |  | AIRH | DCS | Field | [7 empty] | IS | 4503-WZ-DM-T36992004 |  |  |  | 3699-FT-238/3900-DSB-007 | [28 empty] | 3900-DSB-007
| 3699-FT-250 |  | 3699-FD-250 | FLOW TRANSMITTER - MAG |  |  | AIRH | DCS | Field |  |  |  |  | 230 VAC |  |  | NIS | 4503-WZ-DM-T36992002 |  |  |  | 3699-FT-250/3900-DSB-007 | [28 empty] | 3900-DSB-007
| 3699-FT-260 |  | 3699-FD-260 | FLOW TRANSMITTER - VORTEX |  |  | AIRH | DCS | Field | [7 empty] | IS | 4503-WZ-DM-T36992002 |  |  |  | 3699-FT-260/3900-DSB-007 | [28 empty] | 3900-DSB-007
| 3699-PT-401 |  | 3699-PD-401 | PRESSURE TRANSMITTER |  |  | AIRH | DCS | Field | [7 empty] | IS | 4503-WZ-DM-T36992004 |  |  |  | 3699-PT-401/3900-DSB-007 | [28 empty] | 3900-DSB-007
| 3699-PT-405 |  | 3699-PD-405 | PRESSURE TRANSMITTER |  |  | AIRH | DCS | Field | [7 empty] | IS | 4503-WZ-DM-T36992003 |  |  |  | 3699-PT-405/3900-DSB-007 | [28 empty] | 3900-DSB-007
| 3699-PT-413 |  | 3699-PD-413 | PRESSURE TRANSMITTER |  |  | AIRH | DCS | Field | [7 empty] | IS | 4503-WZ-DM-T36992001 |  |  |  | 3699-PT-413/3900-DSB-008 | [28 empty] | 3900-DSB-008
| 3699-PY-413 |  | 3699-PD-413 | E/P POSITIONER |  |  | AORH | DCS | Field | [7 empty] | IS | 4503-WZ-DM-T36992001 |  |  |  | 3699-PY-413/3900-DSB-008 | [28 empty] | 3900-DSB-008
| 3699-PT-415 |  | 3699-PD-415 | PRESSURE TRANSMITTER |  |  | AIRH | DCS | Field | [7 empty] | IS | 4503-WZ-DM-T36992001 |  |  |  | 3699-PT-415/3900-DSB-008 | [28 empty] | 3900-DSB-008
| 3699-PT-416 |  | 3699-PD-416 | PRESSURE TRANSMITTER |  |  | AIRH | DCS | Field | [7 empty] | IS | 4503-WZ-DM-T36992001 |  |  |  | 3699-PT-416/3900-DSB-008 | [28 empty] | 3900-DSB-008
| 3699-PT-417 |  | 3699-PD-417 | PRESSURE TRANSMITTER |  |  | AIRH | DCS | Field | [7 empty] | IS | 4503-WZ-DM-T36992001 |  |  |  | 3699-PT-417/3900-DSB-008 | [28 empty] | 3900-DSB-008
| 3699-PT-418 |  | 3699-PD-418 | PRESSURE TRANSMITTER |  |  | AIRH | DCS | Field | [7 empty] | IS | 4503-WZ-DM-T36992001 |  |  |  | 3699-PT-418/3900-DSB-008 | [28 empty] | 3900-DSB-008
| 3699-PY-418 |  | 3699-PD-418 | E/P POSITIONER |  |  | AORH | DCS | Field | [7 empty] | IS | 4503-WZ-DM-T36992001 |  |  |  | 3699-PY-418/3900-DSB-008 | [28 empty] | 3900-DSB-008
| 3699-PT-419 |  | 3699-PD-419 | PRESSURE TRANSMITTER |  |  | AIRH | DCS | Field | [7 empty] | IS | 4503-WZ-DM-T36992001 |  |  |  | 3699-PT-419/3900-DSB-008 | [28 empty] | 3900-DSB-008
| 3699-PT-420 |  | 3699-PD-420 | PRESSURE TRANSMITTER |  |  | AIRH | DCS | Field | [7 empty] | IS | 4503-WZ-DM-T36992002 |  |  |  | 3699-PT-420/3900-DSB-007 | [28 empty] | 3900-DSB-007
| 3699-PT-422 |  | 3699-PD-422 | PRESSURE TRANSMITTER |  |  | AIRH | DCS | Field | [7 empty] | NIS | 4503-WZ-DM-T36992002 |  |  |  | 3699-PT-422/3156-DSB-001 | [28 empty] | 3156-DSB-001
| 3699-PT-426 |  | 3699-PD-426 | PRESSURE TRANSMITTER |  |  | AIRH | DCS | Field | [7 empty] | NIS | 4503-WZ-DM-T36992002 |  |  |  | 3699-PT-426/3156-DSB-001 | [28 empty] | 3156-DSB-001
| 3699-PT-428 |  | 3699-PD-428 | PRESSURE TRANSMITTER |  |  | AIRH | DCS | Field | [7 empty] | IS | 4503-WZ-DM-T36992002 |  |  |  | 3699-PT-428/3900-DSB-007 | [28 empty] | 3900-DSB-007
| 3699-PT-439 |  | 3699-PD-439 | PRESSURE TRANSMITTER |  |  | AIRH | DCS | Field | [7 empty] | IS | 4503-WZ-DM-T36992003 |  |  |  | 3699-PT-439/3900-DSB-007 | [28 empty] | 3900-DSB-007
| 3699-PT-450 |  | 3699-PD-450 | PRESSURE TRANSMITTER |  |  | AIRH | DCS | Field | [7 empty] | IS | 4503-WZ-DM-T36992002 |  |  |  | 3699-PT-450/3900-DSB-007 | [28 empty] | 3900-DSB-007
| 3699-PT-453 |  | 3699-PD-453 | PRESSURE TRANSMITTER |  |  | AIRH | DCS | Field | [7 empty] | IS | 4503-WZ-DM-T36992003 |  |  |  | 3699-PT-453/3900-DSB-007 | [28 empty] | 3900-DSB-007
| 3699-PT-454 |  | 3699-PD-454 | PRESSURE TRANSMITTER |  |  | AIRH | DCS | Field | [7 empty] | IS | 4503-WZ-DM-T36992003 |  |  |  | 3699-PT-454/3900-DSB-007 | [28 empty] | 3900-DSB-007
| 3699-PT-455 |  | 3699-PD-455 | PRESSURE TRANSMITTER |  |  | AIRH | DCS | Field | [7 empty] | IS | 4503-WZ-DM-T36992003 |  |  |  | 3699-PT-455/3900-DSB-007 | [28 empty] | 3900-DSB-007
| 3699-PT-458 |  | 3699-PD-458 | PRESSURE TRANSMITTER |  |  | AIRH | DCS | Field | [7 empty] | IS | 4503-WZ-DM-T36992003 |  |  |  | 3699-PT-458/3900-DSB-007 | [28 empty] | 3900-DSB-007
| 3699-PT-461 |  | 3699-PD-461 | PRESSURE TRANSMITTER |  |  | AIRH | DCS | Field | [7 empty] | IS | 4503-WZ-DM-T36992004 |  |  |  | 3699-PT-461/3900-DSB-007 | [28 empty] | 3900-DSB-007
| 3699-PT-462 |  | 3699-PD-462 | PRESSURE TRANSMITTER |  |  | AIRH | DCS | Field | [7 empty] | IS | 4503-WZ-DM-T36992004 |  |  |  | 3699-PT-462/3900-DSB-007 | [28 empty] | 3900-DSB-007
| 3699-PT-463 |  | 3699-PD-463 | PRESSURE TRANSMITTER |  |  | AIRH | DCS | Field | [7 empty] | IS | 4503-WZ-DM-T36992004 |  |  |  | 3699-PT-463/3900-DSB-007 | [28 empty] | 3900-DSB-007
| 3699-PT-480 |  | 3699-PD-480 | PRESSURE TRANSMITTER |  |  | AIRH | DCS | Field | [7 empty] | IS | 4503-WZ-DM-T36992001 |  |  |  | 3699-PT-480/3900-DSB-008 | [28 empty] | 3900-DSB-008
| 3699-TT-601 |  | 3699-TD-601 | TEMPERATURE TRANSM. - HEAD MOUNT |  |  | AIRH | DCS | Field | [7 empty] | IS | 4503-WZ-DM-T36992004 |  |  |  | 3699-TT-601/3900-DSB-007 | [28 empty] | 3900-DSB-007
| 3699-TT-612 |  | 3699-TD-612 | TEMPERATURE TRANSM. - HEAD MOUNT |  |  | AIRH | DCS | Field | [7 empty] | NIS | 4503-WZ-DM-T36992002 |  |  |  | 3699-TT-612/3156-DSB-001 | [28 empty] | 3156-DSB-001
| 3699-TT-614 |  | 3699-TD-614 | TEMPERATURE TRANSM. - HEAD MOUNT |  |  | AIRH | DCS | Field | [7 empty] | IS | 4503-WZ-DM-T36992001 |  |  |  | 3699-TT-614/3900-DSB-008 | [28 empty] | 3900-DSB-008
| 3699-TT-616 |  | 3699-TD-616 | TEMPERATURE TRANSM. - HEAD MOUNT |  |  | AIRH | DCS | Field | [7 empty] | IS | 4503-WZ-DM-T36992001 |  |  |  | 3699-TT-616/3900-DSB-008 | [28 empty] | 3900-DSB-008
| 3699-TT-619 |  | 3699-TD-619 | TEMPERATURE TRANSM. - HEAD MOUNT |  |  | AIRH | DCS | Field | [7 empty] | IS | 4503-WZ-DM-T36992002 |  |  |  | 3699-TT-619/3900-DSB-007 | [28 empty] | 3900-DSB-007
| 3699-TT-621 |  | 3699-TD-621 | TEMPERATURE TRANSM. - HEAD MOUNT |  |  | AIRH | DCS | Field | [7 empty] | NIS | 4503-WZ-DM-T36992002 |  |  |  | 3699-TT-621/3156-DSB-001 | [28 empty] | 3156-DSB-001
| 3699-TT-622 |  | 3699-TD-622 | TEMPERATURE TRANSM. - HEAD MOUNT |  |  | AIRH | DCS | Field | [7 empty] | IS | 4503-WZ-DM-T36992001 |  |  |  | 3699-TT-622/3900-DSB-008 | [28 empty] | 3900-DSB-008
| 3699-TT-623 |  | 3699-TD-623 | TEMPERATURE TRANSM. - HEAD MOUNT |  |  | AIRH | DCS | Field | [7 empty] | IS | 4503-WZ-DM-T36992001 |  |  |  | 3699-TT-623/3900-DSB-008 | [28 empty] | 3900-DSB-008
| 3699-TT-624 |  | 3699-TD-624 | TEMPERATURE TRANSM. - HEAD MOUNT |  |  | AIRH | DCS | Field | [7 empty] | IS | 4503-WZ-DM-T36992001 |  |  |  | 3699-TT-624/3900-DSB-008 | [28 empty] | 3900-DSB-008
| 3699-TT-639 |  | 3699-TD-639 | TEMPERATURE TRANSM. - HEAD MOUNT |  |  | AIRH | DCS | Field | [7 empty] | IS | 4503-WZ-DM-T36992003 |  |  |  | 3699-TT-639/3900-DSB-007 | [28 empty] | 3900-DSB-007
| 3699-TT-641 |  | 3699-TD-641 | TEMPERATURE TRANSM. - HEAD MOUNT |  |  | AIRH | DCS | Field | [7 empty] | IS | 4503-WZ-DM-T36992003 |  |  |  | 3699-TT-641/3900-DSB-007 | [28 empty] | 3900-DSB-007
| 3699-TT-650 |  | 3699-TD-650 | TEMPERATURE TRANSM. - HEAD MOUNT |  |  | AIRH | DCS | Field | [7 empty] | IS | 4503-WZ-DM-T36992002 |  |  |  | 3699-TT-650/3900-DSB-007 | [28 empty] | 3900-DSB-007
| 3699-TT-653 |  | 3699-TD-653 | TEMPERATURE TRANSM. - HEAD MOUNT |  |  | AIRH | DCS | Field | [7 empty] | IS | 4503-WZ-DM-T36992003 |  |  |  | 3699-TT-653/3900-DSB-007 | [28 empty] | 3900-DSB-007
| 3699-TT-654 |  | 3699-TD-654 | TEMPERATURE TRANSM. - HEAD MOUNT |  |  | AIRH | DCS | Field | [7 empty] | IS | 4503-WZ-DM-T36992003 |  |  |  | 3699-TT-654/3900-DSB-007 | [28 empty] | 3900-DSB-007
| 3699-TT-655 |  | 3699-TD-655 | TEMPERATURE TRANSM. - HEAD MOUNT |  |  | AIRH | DCS | Field | [7 empty] | IS | 4503-WZ-DM-T36992003 |  |  |  | 3699-TT-655/3900-DSB-007 | [28 empty] | 3900-DSB-007
| 3699-TT-660 |  | 3699-TD-660 | TEMPERATURE TRANSM. - HEAD MOUNT |  |  | AIRH | DCS | Field | [7 empty] | IS | 4503-WZ-DM-T36992002 |  |  |  | 3699-TT-660/3900-DSB-007 | [28 empty] | 3900-DSB-007
| 3699-TT-661 |  | 3699-TD-661 | TEMPERATURE TRANSM. - HEAD MOUNT |  |  | AIRH | DCS | Field | [7 empty] | IS | 4503-WZ-DM-T36992004 |  |  |  | 3699-TT-661/3900-DSB-007 | [28 empty] | 3900-DSB-007
| 3699-TT-662 |  | 3699-TD-662 | TEMPERATURE TRANSM. - HEAD MOUNT |  |  | AIRH | DCS | Field | [7 empty] | IS | 4503-WZ-DM-T36992004 |  |  |  | 3699-TT-662/3900-DSB-007 | [28 empty] | 3900-DSB-007
| 3699-TT-663 |  | 3699-TD-663 | TEMPERATURE TRANSM. - HEAD MOUNT |  |  | AIRH | DCS | Field | [7 empty] | IS | 4503-WZ-DM-T36992004 |  |  |  | 3699-TT-663/3900-DSB-007 | [28 empty] | 3900-DSB-007
| 3699-TT-685 |  | 3699-TD-685 | TEMPERATURE TRANSM. - HEAD MOUNT |  |  | AIRH | DCS | Field | [7 empty] | IS | 4503-WZ-DM-T36992003 |  |  |  | 3699-TT-685/3900-DSB-007 | [28 empty] | 3900-DSB-007
| 3699-XZSC-801 |  | 3699-XD-801 | LIMIT SWITCH - CLOSE |  |  | DIR | DCS | Field | [7 empty] | IS | 4503-WZ-DM-T36992001 |  |  |  | 3699-XZSC-801/3900-DSB-008 | [28 empty] | 3900-DSB-008
| 3699-XZSO-801 |  | 3699-XD-801 | LIMIT SWITCH - OPEN |  |  | DIR | DCS | Field | [7 empty] | IS | 4503-WZ-DM-T36992001 |  |  |  | 3699-XZSO-801/3900-DSB-008 | [28 empty] | 3900-DSB-008
| 3699-XY-801 |  | 3699-XD-801 | SOLENOID VALVE |  |  | DOR | DCS | Field | [7 empty] | NIS | 4503-WZ-DM-T36992001 |  |  |  | 3699-XY-801/3900-DSB-006 | [28 empty] | 3900-DSB-006
| 3699-XZSC-802 |  | 3699-XD-802 | LIMIT SWITCH - CLOSE |  |  | DIR | DCS | Field | [7 empty] | IS | 4503-WZ-DM-T36992001 |  |  |  | 3699-XZSC-802/3900-DSB-008 | [28 empty] | 3900-DSB-008
| 3699-XZSO-802 |  | 3699-XD-802 | LIMIT SWITCH - OPEN |  |  | DIR | DCS | Field | [7 empty] | IS | 4503-WZ-DM-T36992001 |  |  |  | 3699-XZSO-802/3900-DSB-008 | [28 empty] | 3900-DSB-008
| 3699-XY-802 |  | 3699-XD-802 | SOLENOID VALVE |  |  | DOR | DCS | Field | [7 empty] | NIS | 4503-WZ-DM-T36992001 |  |  |  | 3699-XY-802/3900-DSB-006 | [28 empty] | 3900-DSB-006
| 4170-HS-133 |  | 4170-HD-133 | HAND SWITCH |  |  | DIR | DCS | Field | [7 empty] | NIS | 4503-VZ-DM-T41702004 |  |  |  | 4170-HS-133/6812-DSB-001 | [28 empty] | 6812-DSB-001
| 4170-HS-134 |  | 4170-HD-134 | HAND SWITCH |  |  | DIR | DCS | Field | [7 empty] | NIS | 4503-VZ-DM-T41702004 |  |  |  | 4170-HS-134/6812-DSB-001 | [28 empty] | 6812-DSB-001
| 4156-PT-401 |  | 4156-PD-401 | PRESSURE TRANSM. - DIAPH. WITH CAPILLARY |  |  | AIRH | DCS | Field | [7 empty] | IS | 4503-VZ-DM-T41562001 | 41-SL-7002 |  |  | 4156-PT-401/6812-DSB-001 | [28 empty] | 6812-DSB-001
| 4156-FY-202 |  | 4156-FD-202 | E/P POSITIONER |  |  | AORH | DCS | Field | [7 empty] | IS | 4503-VZ-DM-T41562001 |  |  |  | 4156-FY-202/6812-DSB-001 | [28 empty] | 6812-DSB-001
| 4156-FT-202 |  | 4156-FD-202 | FLOW TRANSMITTER - INTEGRAL ORIFICE |  |  | AIRH | DCS | Field | [7 empty] | IS | 4503-VZ-DM-T41562001 |  |  |  | 4156-FT-202/6812-DSB-001 | [28 empty] | 6812-DSB-001
| 4156-FT-203 |  | 4156-FD-203 | FLOW TRANSMITTER - INTEGRAL ORIFICE |  |  | AIRH | DCS | Field | [7 empty] | IS | 4503-VZ-DM-T41562005 |  |  |  | 4156-FT-203/6812-DSB-001 | [28 empty] | 6812-DSB-001
| 4156-FY-203 |  | 4156-FD-203 | E/P POSITIONER |  |  | AORH | DCS | Field | [7 empty] | IS | 4503-VZ-DM-T41562005 |  |  |  | 4156-FY-203/6812-DSB-001 | [28 empty] | 6812-DSB-001
| 4156-HS-196 |  | 4156-HD-196 | HAND SWITCH |  |  | DIR | DCS | LP | [7 empty] | NIS | 4503-VZ-DM-T41562001 |  |  |  | 4156-HS-196/6812-DSB-001 | [28 empty] | 6812-DSB-001
| 4156-HS-197 |  | 4156-HD-197 | HAND SWITCH |  |  | DIR | DCS | LP | [7 empty] | NIS | 4503-VZ-DM-T41562001 |  |  |  | 4156-HS-197/6812-DSB-001 | [28 empty] | 6812-DSB-001
| 4156-HS-198 |  | 4156-HD-198 | HAND SWITCH |  |  | DIR | DCS | LP | [7 empty] | NIS | 4503-VZ-DM-T41562005 |  |  |  | 4156-HS-198/6814-DSB-001 | [28 empty] | 6814-DSB-001
| 4156-HS-199 |  | 4156-HD-199 | HAND SWITCH |  |  | DIR | DCS | LP | [7 empty] | NIS | 4503-VZ-DM-T41562005 |  |  |  | 4156-HS-199/6814-DSB-001 | [28 empty] | 6814-DSB-001
| 4156-LT-303 |  | 4156-LD-303 | LEVEL TRANSM. - RADAR |  |  | AIRH | DCS | Field | [7 empty] | IS | 4503-VZ-DM-T41562005 | 41-SL-7502 |  |  | 4156-LT-303/6812-DSB-001 | [28 empty] | 6812-DSB-001
| 4156-LT-305 |  | 4156-LD-305 | LEVEL TRANSM. - RADAR |  |  | AIRH | DCS | Field | [7 empty] | IS | 4503-VZ-DM-T41562001 | 41-SL-7002 |  |  | 4156-LT-305/6812-DSB-001 | [28 empty] | 6812-DSB-001
| 4156-LS-307 |  | 4156-LD-307 | LEVEL SWITCH - TUNNING FORK |  |  | DIR | DCS | Field | [7 empty] | IS | 4503-VZ-DM-T41562001 | 41-SL-7002 |  |  | 4156-LS-307/6812-DSB-001 | [28 empty] | 6812-DSB-001
| 4156-LS-308 |  | 4156-LD-308 | LEVEL SWITCH - TUNNING FORK |  |  | DIR | DCS | Field | [7 empty] | IS | 4503-VZ-DM-T41562001 | 41-SL-7002 |  |  | 4156-LS-308/6812-DSB-001 | [28 empty] | 6812-DSB-001
| 4156-LS-309 |  | 4156-LD-309 | LEVEL SWITCH - TUNNING FORK |  |  | DIR | DCS | Field | [7 empty] | IS | 4503-VZ-DM-T41562001 | 41-SL-7002 |  |  | 4156-LS-309/6812-DSB-001 | [28 empty] | 6812-DSB-001
| 4156-LS-310 |  | 4156-LD-310 | LEVEL SWITCH - TUNNING FORK |  |  | DIR | DCS | Field | [7 empty] | IS | 4503-VZ-DM-T41562001 | 41-SL-7002 |  |  | 4156-LS-310/6812-DSB-001 | [28 empty] | 6812-DSB-001
| 4156-LS-311 |  | 4156-LD-311 | LEVEL SWITCH - TUNNING FORK |  |  | DIR | DCS | Field | [7 empty] | IS | 4503-VZ-DM-T41562005 | 41-SL-7502 |  |  | 4156-LS-311/6812-DSB-001 | [28 empty] | 6812-DSB-001
| 4156-LS-312 |  | 4156-LD-312 | LEVEL SWITCH - TUNNING FORK |  |  | DIR | DCS | Field | [7 empty] | IS | 4503-VZ-DM-T41562005 | 41-SL-7502 |  |  | 4156-LS-312/6812-DSB-001 | [28 empty] | 6812-DSB-001
| 4156-LS-313 |  | 4156-LD-313 | LEVEL SWITCH - TUNNING FORK |  |  | DIR | DCS | Field | [7 empty] | IS | 4503-VZ-DM-T41562005 | 41-SL-7502 |  |  | 4156-LS-313/6812-DSB-001 | [28 empty] | 6812-DSB-001
| 4156-LS-314 |  | 4156-LD-314 | LEVEL SWITCH - TUNNING FORK |  |  | DIR | DCS | Field | [7 empty] | IS | 4503-VZ-DM-T41562005 | 41-SL-7502 |  |  | 4156-LS-314/6812-DSB-001 | [28 empty] | 6812-DSB-001
| 4156-LS-320 |  | 4156-LD-320 | LEVEL SWITCH - TUNNING FORK |  |  | DIR | DCS | Field | [7 empty] | IS | 4503-VZ-DM-T41562005 | 41-SL-7502 |  |  | 4156-LS-320/6812-DSB-001 | [28 empty] | 6812-DSB-001
| 4156-LS-322 |  | 4156-LD-322 | LEVEL SWITCH - TUNNING FORK |  |  | DIR | DCS | Field | [7 empty] | IS | 4503-VZ-DM-T41562001 | 41-SL-7002 |  |  | 4156-LS-322/6812-DSB-001 | [28 empty] | 6812-DSB-001
| 4156-PT-403 |  | 4156-PD-403 | PRESSURE TRANSM. - DIAPH. WITH CAPILLARY |  |  | AIRH | DCS | Field | [7 empty] | IS | 4503-VZ-DM-T41562005 | 41-SL-7502 |  |  | 4156-PT-403/6812-DSB-001 | [28 empty] | 6812-DSB-001
| 3144-LSH-306 |  | 3144-LD-306 | LEVEL SWITCH - TUNNING FORK |  |  | DIR | DCS | Field | [7 empty] | NIS | 4503-VZ-DM-T31442005 | 31-V-4497 |  |  | 3144-LSH-306/3140-DSB-002 | [28 empty] | 3140-DSB-002
| 3152-XY-805 |  | 3152-XD-805 | SOLENOID VALVE |  |  | DOR | DCS | Field | [7 empty] | NIS | 4503-VZ-DM-T31522012 |  |  |  | 3152-XY-805/3900-DSB-002 | [28 empty] | 3900-DSB-002
| 4175-HZSO-154 |  | 4175-HD-154 | LIMIT SWITCH - OPEN |  |  | DIR | DCS | Field | [7 empty] | IS | 4503-VZ-DM-T31702002 |  |  |  | 4175-HZSO-154/6814-DSB-001 | [28 empty] | 6814-DSB-001
| 4175-HZSC-154 |  | 4175-HD-154 | LIMIT SWITCH - CLOSE |  |  | DIR | DCS | Field | [7 empty] | IS | 4503-VZ-DM-T31702002 |  |  |  | 4175-HZSC-154/6814-DSB-001 | [28 empty] | 6814-DSB-001
| 4170-AT-002 |  | 4170-AD-002 | ANALYZER -ELECTROCHEMICAL OXYGEN ANALYZE |  |  | AIRH | DCS | Field |  |  |  |  | - |  |  | IS | 4503-VZ-DM-T41702000 | 41-F-7041 |  |  | 4170-AT-002/6812-DSB-001 | [28 empty] | 6812-DSB-001
| 4170-LT-301 |  | 4170-LD-301 | LEVEL TRANSMITTER - GW RADAR |  |  | AIRH | DCS | Field | [7 empty] | NIS | 4503-VZ-DM-T41702004 | 41-SU-7001 |  |  | 4170-LT-301/6812-DSB-001 | [28 empty] | 6812-DSB-001
| 4175-AT-002 |  | 4175-AD-002 | ANALYZER -ELECTROCHEMICAL OXYGEN ANALYZE |  |  | AIRH | DCS | Field |  |  |  |  | - |  |  | IS | 4503-VZ-DM-T41752000 |  |  |  | 4175-AT-002/6812-DSB-001 | [28 empty] | 6812-DSB-001
| 4180-LT-301 |  | 4180-LD-301 | LEVEL TRANSM. - RADAR |  |  | AIRH | DCS | Field | [7 empty] | NIS | 4503-VZ-DM-T41802001 | 41-SL-8002A |  |  | 4180-LT-301/6802-DSB-001 | [28 empty] | 6802-DSB-001
| 4180-LS-302 |  | 4180-LD-302 | LEVEL SWITCH - TUNNING FORK |  |  | DIR | DCS | Field | [7 empty] | NIS | 4503-VZ-DM-T41802001 | 41-SL-8002A |  | 41-SL-8002_G1 | 4180-LS-302/6802-DSB-001 | [28 empty] | 6802-DSB-001
| 4180-LS-305 |  | 4180-LD-305 | LEVEL SWITCH - TUNNING FORK |  |  | DIR | DCS | Field | [7 empty] | NIS | 4503-VZ-DM-T41802001 | 41-SL-8002A |  | 41-SL-8002_G1 | 4180-LS-305/6802-DSB-001 | [28 empty] | 6802-DSB-001
| 4180-LT-306 |  | 4180-LD-306 | LEVEL TRANSM. - RADAR |  |  | AIRH | DCS | Field | [7 empty] | NIS | 4503-VZ-DM-T41802002 | 41-SL-8002B |  |  | 4180-LT-306/6802-DSB-001 | [28 empty] | 6802-DSB-001
| 4180-LS-307 |  | 4180-LD-307 | LEVEL SWITCH - TUNNING FORK |  |  | DIR | DCS | Field | [7 empty] | NIS | 4503-VZ-DM-T41802002 | 41-SL-8002B |  | 41-SL-8002_G2 | 4180-LS-307/6802-DSB-001 | [28 empty] | 6802-DSB-001
| 4180-LS-310 |  | 4180-LD-310 | LEVEL SWITCH - TUNNING FORK |  |  | DIR | DCS | Field | [7 empty] | NIS | 4503-VZ-DM-T41802002 | 41-SL-8002B |  | 41-SL-8002_G2 | 4180-LS-310/6802-DSB-001 | [28 empty] | 6802-DSB-001
| 4180-LT-311 |  | 4180-LD-311 | LEVEL TRANSM. - RADAR |  |  | AIRH | DCS | Field | [7 empty] | NIS | 4503-VZ-DM-T41802002 | 41-SL-8002C |  |  | 4180-LT-311/6802-DSB-001 | [28 empty] | 6802-DSB-001
| 4180-LS-312 |  | 4180-LD-312 | LEVEL SWITCH - TUNNING FORK |  |  | DIR | DCS | Field | [7 empty] | NIS | 4503-VZ-DM-T41802002 | 41-SL-8002C |  | 41-SL-8002_G3 | 4180-LS-312/6802-DSB-001 | [28 empty] | 6802-DSB-001
| 4180-LS-315 |  | 4180-LD-315 | LEVEL SWITCH - TUNNING FORK |  |  | DIR | DCS | Field | [7 empty] | NIS | 4503-VZ-DM-T41802002 | 41-SL-8002C |  | 41-SL-8002_G3 | 4180-LS-315/6802-DSB-001 | [28 empty] | 6802-DSB-001
| 4180-LT-316 |  | 4180-LD-316 | LEVEL TRANSM. - RADAR |  |  | AIRH | DCS | Field | [7 empty] | NIS | 4503-VZ-DM-T41802003 | 41-SL-8002D |  |  | 4180-LT-316/6802-DSB-001 | [28 empty] | 6802-DSB-001
| 4180-LS-317 |  | 4180-LD-317 | LEVEL SWITCH - TUNNING FORK |  |  | DIR | DCS | Field | [7 empty] | NIS | 4503-VZ-DM-T41802003 | 41-SL-8002D |  | 41-SL-8002_G4 | 4180-LS-317/6802-DSB-001 | [28 empty] | 6802-DSB-001
| 4180-LS-320 |  | 4180-LD-320 | LEVEL SWITCH - TUNNING FORK |  |  | DIR | DCS | Field | [7 empty] | NIS | 4503-VZ-DM-T41802003 | 41-SL-8002D |  | 41-SL-8002_G4 | 4180-LS-320/6802-DSB-001 | [28 empty] | 6802-DSB-001
| 4185-LT-301 |  | 4185-LD-301 | LEVEL TRANSM. - RADAR |  |  | AIRH | DCS | Field | [7 empty] | NIS | 4503-VZ-DM-T41852001 | 41-SL-8002A |  |  | 4185-LT-301/6802-DSB-001 | [28 empty] | 6802-DSB-001
| 4185-LS-302 |  | 4185-LD-302 | LEVEL SWITCH - TUNNING FORK |  |  | DIR | DCS | Field | [7 empty] | NIS | 4503-VZ-DM-T41852001 | 41-SL-8502A |  | 41-SL-8502_G1 | 4185-LS-302/6802-DSB-001 | [28 empty] | 6802-DSB-001
| 4185-LS-305 |  | 4185-LD-305 | LEVEL SWITCH - TUNNING FORK |  |  | DIR | DCS | Field | [7 empty] | NIS | 4503-VZ-DM-T41852001 | 41-SL-8502A |  | 41-SL-8502_G1 | 4185-LS-305/6802-DSB-001 | [28 empty] | 6802-DSB-001
| 4185-LT-306 |  | 4185-LD-306 | LEVEL TRANSM. - RADAR |  |  | AIRH | DCS | Field | [7 empty] | NIS | 4503-VZ-DM-T41852001 | 41-SL-8502B |  |  | 4185-LT-306/6802-DSB-001 | [28 empty] | 6802-DSB-001
| 4185-LS-307 |  | 4185-LD-307 | LEVEL SWITCH - TUNNING FORK |  |  | DIR | DCS | Field | [7 empty] | NIS | 4503-VZ-DM-T41852001 | 41-SL-8502B |  | 41-SL-8502_G2 | 4185-LS-307/6802-DSB-001 | [28 empty] | 6802-DSB-001
| 4185-LS-310 |  | 4185-LD-310 | LEVEL SWITCH - TUNNING FORK |  |  | DIR | DCS | Field | [7 empty] | NIS | 4503-VZ-DM-T41852001 | 41-SL-8502B |  | 41-SL-8502_G2 | 4185-LS-310/6802-DSB-001 | [28 empty] | 6802-DSB-001
| 4185-LT-311 |  | 4185-LD-311 | LEVEL TRANSM. - RADAR |  |  | AIRH | DCS | Field | [7 empty] | NIS | 4503-VZ-DM-T41852002 | 41-SL-8502C |  |  | 4185-LT-311/6802-DSB-001 | [28 empty] | 6802-DSB-001
| 4185-LS-312 |  | 4185-LD-312 | LEVEL SWITCH - TUNNING FORK |  |  | DIR | DCS | Field | [7 empty] | NIS | 4503-VZ-DM-T41852002 | 41-SL-8502C |  | 41-SL-8502_G3 | 4185-LS-312/6802-DSB-001 | [28 empty] | 6802-DSB-001
| 4185-LS-315 |  | 4185-LD-315 | LEVEL SWITCH - TUNNING FORK |  |  | DIR | DCS | Field | [7 empty] | NIS | 4503-VZ-DM-T41852002 | 41-SL-8502C |  | 41-SL-8502_G3 | 4185-LS-315/6802-DSB-001 | [28 empty] | 6802-DSB-001
| 5110-FT-202 |  | 5110-FD-202 | FLOW TRANSMITTER - VORTEX |  |  | AIRH | DCS | Field | [7 empty] | IS | 4503-VZ-DM-T51102030 |  |  |  | 5110-FT-202/5110-DSB-001 | [28 empty] | 5110-DSB-001
| 5110-FY-202 |  | 5110-FD-202 | E/P POSITIONER |  |  | AORH | DCS | Field | [7 empty] | IS | 4503-VZ-DM-T51102030 |  |  |  | 5110-FY-202/5110-DSB-001 | [28 empty] | 5110-DSB-001
| 5110-FT-203 |  | 5110-FD-203 | FLOW TRANSMITTER - CORIOLIS |  |  | AIRH | DCS | Field |  |  |  |  | 230 VAC |  |  | IS | 4503-VZ-DM-T51102001 |  |  |  | 5110-FT-203/5110-DSB-001 | [28 empty] | 5110-DSB-001
| 5110-FT-204 |  | 5110-FD-204 | FLOW TRANSMITTER - CORIOLIS |  |  | AIRH | DCS | Field |  |  |  |  | 230 VAC |  |  | IS | 4503-VZ-DM-T51102004 |  |  |  | 5110-FT-204/5110-DSB-001 | [28 empty] | 5110-DSB-001
| 5110-FZT-205 |  | 5110-FD-205 | FLOW TRANSMITTER - CORIOLIS |  |  | AIRH | SIS | Field |  |  |  |  | 230 VAC |  |  | IS | 4503-VZ-DM-T51102004 |  |  |  | 5110-FZT-205/5110-SSB-001 | [28 empty] | 5110-SSB-001
| 5110-FT-206 |  | 5110-FD-206 | FLOW TRANSMITTER - VORTEX |  |  | AIRH | DCS | Field | [7 empty] | IS | 4503-VZ-DM-T51102029 |  |  |  | 5110-FT-206/5110-DSB-001 | [28 empty] | 5110-DSB-001
| 5110-FY-206 |  | 5110-FD-206 | E/P POSITIONER |  |  | AORH | DCS | Field | [7 empty] | IS | 4503-VZ-DM-T51102029 |  |  |  | 5110-FY-206/5110-DSB-001 | [28 empty] | 5110-DSB-001
| 5110-FT-211 |  | 5110-FD-211 | FLOW TRANSMITTER - VORTEX |  |  | AIRH | DCS | Field | [7 empty] | IS | 4503-VZ-DM-T51102031 |  |  |  | 5110-FT-211/5110-DSB-001 | [28 empty] | 5110-DSB-001
| 5110-FY-211 |  | 5110-FD-211 | E/P POSITIONER |  |  | AORH | DCS | Field | [7 empty] | IS | 4503-VZ-DM-T51102031 |  |  |  | 5110-FY-211/5110-DSB-001 | [28 empty] | 5110-DSB-001
| 5110-FT-212 |  | 5110-FD-212 | FLOW TRANSMITTER - VORTEX |  |  | AIRH | DCS | Field | [7 empty] | IS | 4503-VZ-DM-T51102006 |  |  |  | 5110-FT-212/5120-DSB-002 | [28 empty] | 5120-DSB-002
| 5110-FT-214 |  | 5110-FD-214 | FLOW TRANSMITTER - VORTEX |  |  | AIRH | DCS | Field | [7 empty] | IS | 4503-VZ-DM-T51102009 |  |  |  | 5110-FT-214/5120-DSB-001 | [28 empty] | 5120-DSB-001
| 5110-FY-214 |  | 5110-FD-214 | E/P POSITIONER |  |  | AORH | DCS | Field | [7 empty] | IS | 4503-VZ-DM-T51102009 |  |  |  | 5110-FY-214/5120-DSB-001 | [28 empty] | 5120-DSB-001
| 5110-FT-215 |  | 5110-FD-215 | FLOW TRANSMITTER - VORTEX |  |  | AIRH | DCS | Field | [7 empty] | IS | 4503-VZ-DM-T51102009 |  |  |  | 5110-FT-215/5120-DSB-001 | [28 empty] | 5120-DSB-001
| 5110-FT-216 |  | 5110-FD-216 | FLOW TRANSMITTER - VORTEX |  |  | AIRH | DCS | Field | [7 empty] | IS | 4503-VZ-DM-T51102032 |  |  |  | 5110-FT-216/5110-DSB-001 | [28 empty] | 5110-DSB-001
| 5110-FY-216 |  | 5110-FD-216 | E/P POSITIONER |  |  | AORH | DCS | Field | [7 empty] | IS | 4503-VZ-DM-T51102032 |  |  |  | 5110-FY-216/5110-DSB-001 | [28 empty] | 5110-DSB-001
| 5110-FT-220 |  | 5110-FD-220 | FLOW TRANSMITTER - VORTEX |  |  | AIRH | DCS | Field | [7 empty] | IS | 4503-VZ-DM-T51102023 |  |  |  | 5110-FT-220/5110-DSB-001 | [28 empty] | 5110-DSB-001
| 5110-FY-220 |  | 5110-FD-220 | E/P POSITIONER |  |  | AORH | DCS | Field | [7 empty] | IS | 4503-VZ-DM-T51102023 |  |  |  | 5110-FY-220/5110-DSB-001 | [28 empty] | 5110-DSB-001
| 5110-FIT-222 |  | 5110-FD-222 | FLOW IND. TRANSM. - ROTAMETER |  |  | AIRH | DCS | Field | [7 empty] | IS | 4503-VZ-DM-T51102010 |  |  |  | 5110-FIT-222/5110-DSB-001 | [28 empty] | 5110-DSB-001
| 5110-FT-223 |  | 5110-FD-223 | FLOW TRANSMITTER - VORTEX |  |  | AIRH | DCS | Field | [7 empty] | IS | 4503-VZ-DM-T51102017 |  |  |  | 5110-FT-223/5120-DSB-001 | [28 empty] | 5120-DSB-001
| 5110-FT-224 |  | 5110-FD-224 | FLOW TRANSM. - ULTRASONIC REMOTE MOUNT |  |  | AIRH | DCS | Field |  |  |  |  | 230 VAC |  |  | NIS | 4503-VZ-DM-T51102017 |  |  |  | 5110-FT-224/5120-DSB-003 | [28 empty] | 5120-DSB-003
| 5110-FY-224 |  | 5110-FD-224 | E/P POSITIONER |  |  | AORH | DCS | Field | [7 empty] | IS | 4503-VZ-DM-T51102017 |  |  |  | 5110-FY-224/5120-DSB-001 | [28 empty] | 5120-DSB-001
| 5110-FT-226 |  | 5110-FD-226 | FLOW TRANSMITTER - VORTEX |  |  | AIRH | DCS | Field | [7 empty] | IS | 4503-VZ-DM-T51102033 |  |  |  | 5110-FT-226/5120-DSB-001 | [28 empty] | 5120-DSB-001
| 5110-FT-227 |  | 5110-FD-227 | FLOW TRANSMITTER - VORTEX |  |  | AIRH | DCS | Field | [7 empty] | IS | 4503-VZ-DM-T51102033 |  |  |  | 5110-FT-227/5120-DSB-001 | [28 empty] | 5120-DSB-001
| 5110-FIT-229 |  | 5110-FD-229 | FLOW IND.TRANSM. - CORIOLIS REMOTE MOUNT |  |  | AIRH | DCS | Field |  |  |  |  | 230 VAC |  |  | IS | 4503-VZ-DM-T51102020 |  |  |  | 5110-FIT-229/5110-DSB-001 | [28 empty] | 5110-DSB-001
| 5110-FIT-230 |  | 5110-FD-230 | FLOW IND.TRANSM. - CORIOLIS REMOTE MOUNT |  |  | AIRH | DCS | Field |  |  |  |  | 230 VAC |  |  | IS | 4503-VZ-DM-T51102020 |  |  |  | 5110-FIT-230/5110-DSB-001 | [28 empty] | 5110-DSB-001
| 5110-FIT-231 |  | 5110-FD-231 | FLOW IND.TRANSM. - CORIOLIS REMOTE MOUNT |  |  | AIRH | DCS | Field |  |  |  |  | 230 VAC |  |  | IS | 4503-VZ-DM-T51102020 |  |  |  | 5110-FIT-231/5110-DSB-001 | [28 empty] | 5110-DSB-001
| 5110-FIT-232 |  | 5110-FD-232 | FLOW IND. TRANSM. - ROTAMETER |  |  | AIRH | DCS | Field | [7 empty] | IS | 4503-VZ-DM-T51102021 |  |  |  | 5110-FIT-232/6190-DSB-001 | [28 empty] | 6190-DSB-001
| 5110-FT-235 |  | 5110-FD-235 | FLOW TRANSMITTER - VORTEX |  |  | AIRH | DCS | Field | [7 empty] | IS | 4503-VZ-DM-T51102012 |  |  |  | 5110-FT-235/6190-DSB-002 | [28 empty] | 6190-DSB-002
| 5110-FIT-237 |  | 5110-FD-237 | FLOW IND. TRANSM. - ROTAMETER |  |  | AIRH | DCS | Field | [7 empty] | IS | 4503-VZ-DM-T51102012 |  |  |  | 5110-FIT-237/5110-DSB-001 | [28 empty] | 5110-DSB-001
| 5110-FT-238 |  | 5110-FD-238 | FLOW TRANSMITTER - VORTEX |  |  | AIRH | DCS | Field | [7 empty] | IS | 4503-VZ-DM-T51102013 |  |  |  | 5110-FT-238/5110-DSB-001 | [28 empty] | 5110-DSB-001
| 5110-FIT-239 |  | 5110-FD-239 | FLOW IND. TRANSM. - ROTAMETER |  |  | AIRH | DCS | Field | [7 empty] | IS | 4503-VZ-DM-T51102013 |  |  |  | 5110-FIT-239/5110-DSB-001 | [28 empty] | 5110-DSB-001
| 5110-FT-243 |  | 5110-FD-243 | FLOW TRANSMITTER - VORTEX |  |  | AIRH | DCS | Field | [7 empty] | IS | 4503-VZ-DM-T51102011 |  |  |  | 5110-FT-243/5110-DSB-001 | [28 empty] | 5110-DSB-001
| 5110-FIT-246 |  | 5110-FD-246 | FLOW IND. TRANSM. - ROTAMETER |  |  | AIRH | DCS | Field | [7 empty] | IS | 4503-VZ-DM-T51102011 |  |  |  | 5110-FIT-246/5110-DSB-001 | [28 empty] | 5110-DSB-001
| 5110-FT-248 |  | 5110-FD-248 | FLOW TRANSM. - ULTRASONIC REMOTE MOUNT |  |  | AIRH | DCS | Field |  |  |  |  | 230 VAC |  |  | NIS | 4503-VZ-DM-T51102015 |  |  |  | 5110-FT-248/5110-DSB-002 | [28 empty] | 5110-DSB-002
| 5110-FY-248 |  | 5110-FD-248 | E/P POSITIONER |  |  | AORH | DCS | Field | [7 empty] | IS | 4503-VZ-DM-T51102015 |  |  |  | 5110-FY-248/5110-DSB-001 | [28 empty] | 5110-DSB-001
| 5110-FIT-249 |  | 5110-FD-249 | FLOW IND. TRANSM. - ROTAMETER |  |  | AIRH | DCS | Field | [7 empty] | IS | 4503-VZ-DM-T51102015 |  |  |  | 5110-FIT-249/5110-DSB-001 | [28 empty] | 5110-DSB-001
| 5110-FY-250 |  | 5110-FD-250 | E/P POSITIONER |  |  | AORH | DCS | Field | [7 empty] | IS | 4503-VZ-DM-T51102015 |  |  |  | 5110-FY-250/5110-DSB-001 | [28 empty] | 5110-DSB-001
| 5110-FIT-252 |  | 5110-FD-252 | FLOW IND. TRANSM. - ROTAMETER |  |  | AIRH | DCS | Field | [7 empty] | IS | 4503-VZ-DM-T51102015 |  |  |  | 5110-FIT-252/5110-DSB-001 | [28 empty] | 5110-DSB-001
| 5110-FT-253 |  | 5110-FD-253 | FLOW TRANSMITTER - VORTEX |  |  | AIRH | DCS | Field | [7 empty] | IS | 4503-VZ-DM-T51102016 |  |  |  | 5110-FT-253/6190-DSB-001 | [28 empty] | 6190-DSB-001
| 5110-FY-253 |  | 5110-FD-253 | E/P POSITIONER |  |  | AORH | DCS | Field | [7 empty] | IS | 4503-VZ-DM-T51102016 |  |  |  | 5110-FY-253/6190-DSB-001 | [28 empty] | 6190-DSB-001
| 5110-FT-256 |  | 5110-FD-256 | FLOW TRANSMITTER - CORIOLIS |  |  | AIRH | DCS | Field |  |  |  |  | 230 VAC |  |  | IS | 4503-VZ-DM-T51102024 |  |  |  | 5110-FT-256/5120-DSB-002 | [28 empty] | 5120-DSB-002
| 5110-FY-256 |  | 5110-FD-256 | E/P POSITIONER |  |  | AORH | DCS | Field | [7 empty] | IS | 4503-VZ-DM-T51102024 |  |  |  | 5110-FY-256/5120-DSB-002 | [28 empty] | 5120-DSB-002
| 5110-FT-260 |  | 5110-FD-260 | FLOW TRANSMITTER - VORTEX |  |  | AIRH | DCS | Field | [7 empty] | IS | 4503-VZ-DM-T51102010 |  |  |  | 5110-FT-260/5110-DSB-001 | [28 empty] | 5110-DSB-001
| 5110-FT-270 |  | 5110-FD-270 | FLOW TRANSM. - ULTRASONIC REMOTE MOUNT |  |  | AIRH | DCS | Field |  |  |  |  | 230 VAC |  |  | NIS | 4503-VZ-DM-T51102013 |  |  |  | 5110-FT-270/5120-DSB-003 | [28 empty] | 5120-DSB-003
| 5110-FIT-278 |  | 5110-FD-278 | FLOW IND. TRANSM. - VORTEX REMOTE MOUNT |  |  | AIRH | DCS | Field | [7 empty] | IS | 4503-VZ-DM-T51102005 |  |  |  | 5110-FIT-278/5120-DSB-002 | [28 empty] | 5120-DSB-002
| 5110-FIT-279 |  | 5110-FD-279 | FLOW IND. TRANSM. - VORTEX REMOTE MOUNT |  |  | AIRH | DCS | Field | [7 empty] | IS | 4503-VZ-DM-T51102005 |  |  |  | 5110-FIT-279/5120-DSB-002 | [28 empty] | 5120-DSB-002
| 5110-FT-280 |  | 5110-FD-280 | FLOW TRANSM. - ULTRASONIC REMOTE MOUNT |  |  | AIRH | DCS | Field |  |  |  |  | 230 VAC |  |  | NIS | 4503-VZ-DM-T51102010 |  |  |  | 5110-FT-280/5120-DSB-003 | [28 empty] | 5120-DSB-003
| 5110-FT-287 |  | 5110-FD-287 | FLOW TRANSM. - ULTRASONIC REMOTE MOUNT |  |  | AIRH | DCS | Field |  |  |  |  | 230 VAC |  |  | NIS | 4503-VZ-DM-T51102012 |  |  |  | 5110-FT-287/5120-DSB-003 | [28 empty] | 5120-DSB-003
| 5110-FT-290 |  | 5110-FD-290 | FLOW TRANSM. - ULTRASONIC REMOTE MOUNT |  |  | AIRH | DCS | Field |  |  |  |  | 230 VAC |  |  | NIS | 4503-VZ-DM-T51102011 |  |  |  | 5110-FT-290/5120-DSB-003 | [28 empty] | 5120-DSB-003
| 5110-FT-299 |  | 5110-FD-299 | FLOW TRANSMITTER - VORTEX |  |  | AIRH | DCS | Field | [7 empty] | IS | 4503-VZ-DM-T51102008 |  |  |  | 5110-FT-299/5120-DSB-001 | [28 empty] | 5120-DSB-001
| 5110-FZT-207A |  | 5110-FZ-207A | FLOW TRANSMITTER - VORTEX |  |  | AIRH | SIS | Field | [7 empty] | IS | 4503-VZ-DM-T51102005 |  |  | 5110-FZ-207_G1 | 5110-FZT-207A/5110-SSB-001 | [28 empty] | 5110-SSB-001
| 5110-FZT-207B |  | 5110-FZ-207B | FLOW TRANSMITTER - VORTEX |  |  | AIRH | SIS | Field | [7 empty] | IS | 4503-VZ-DM-T51102005 |  |  | 5110-FZ-207_G2 | 5110-FZT-207B/5110-SSB-001 | [28 empty] | 5110-SSB-001
| 5110-FZT-208A |  | 5110-FZ-208A | FLOW TRANSMITTER - VORTEX |  |  | AIRH | SIS | Field | [7 empty] | IS | 4503-VZ-DM-T51102005 |  |  | 5110-FZ-208_G1 | 5110-FZT-208A/5110-SSB-001 | [28 empty] | 5110-SSB-001
| 5110-FZT-208B |  | 5110-FZ-208B | FLOW TRANSMITTER - VORTEX |  |  | AIRH | SIS | Field | [7 empty] | IS | 4503-VZ-DM-T51102005 |  |  | 5110-FZ-208_G2 | 5110-FZT-208B/5110-SSB-001 | [28 empty] | 5110-SSB-001
| 5110-FZT-217 |  | 5110-FZ-217 | FLOW TRANSM. - ULTRASONIC REMOTE MOUNT |  |  | AIRH | SIS | Field |  |  |  |  | 230 VAC |  |  | NIS | 4503-VZ-DM-T51102010 |  |  |  | 5110-FZT-217/5110-SSB-002 | [28 empty] | 5110-SSB-002
| 5110-FZT-225 |  | 5110-FZ-225 | FLOW TRANSM. - ULTRASONIC REMOTE MOUNT |  |  | AIRH | SIS | Field |  |  |  |  | 230 VAC |  |  | NIS | 4503-VZ-DM-T51102017 |  |  |  | 5110-FZT-225/6190-SSB-001 | [28 empty] | 6190-SSB-001
| 5110-FZT-236 |  | 5110-FZ-236 | FLOW TRANSM. - ULTRASONIC REMOTE MOUNT |  |  | AIRH | SIS | Field |  |  |  |  | 230 VAC |  |  | NIS | 4503-VZ-DM-T51102012 |  |  |  | 5110-FZT-236/6190-SSB-001 | [28 empty] | 6190-SSB-001
| 5110-FZT-241 |  | 5110-FZ-241 | FLOW TRANSM. - ULTRASONIC REMOTE MOUNT |  |  | AIRH | SIS | Field |  |  |  |  | 230 VAC |  |  | NIS | 4503-VZ-DM-T51102013 |  |  |  | 5110-FZT-241/6190-SSB-001 | [28 empty] | 6190-SSB-001
| 5110-FZT-242 |  | 5110-FZ-242 | FLOW TRANSM. - ULTRASONIC REMOTE MOUNT |  |  | AIRH | SIS | Field |  |  |  |  | 230 VAC |  |  | NIS | 4503-VZ-DM-T51102011 |  |  |  | 5110-FZT-242/6190-SSB-001 | [28 empty] | 6190-SSB-001
| 5110-FZT-247 |  | 5110-FZ-247 | FLOW TRANSM. - ULTRASONIC REMOTE MOUNT |  |  | AIRH | SIS | Field |  |  |  |  | 230 VAC |  |  | NIS | 4503-VZ-DM-T51102015 |  |  |  | 5110-FZT-247/5110-SSB-002 | [28 empty] | 5110-SSB-002
| 5110-FZT-251 |  | 5110-FZ-251 | FLOW TRANSM. - ULTRASONIC REMOTE MOUNT |  |  | AIRH | SIS | Field |  |  |  |  | 230 VAC |  |  | NIS | 4503-VZ-DM-T51102015 |  |  |  | 5110-FZT-251/5110-SSB-002 | [28 empty] | 5110-SSB-002
| 5110-FZT-255 |  | 5110-FZ-255 | FLOW TRANSMITTER - VORTEX |  |  | AIRH | SIS | Field | [7 empty] | IS | 4503-VZ-DM-T51102023 |  |  |  | 5110-FZT-255/5110-SSB-001 | [28 empty] | 5110-SSB-001
| 5110-HY-104P |  | 5110-HD-104 | PUMP STROKE ADJUSTMENT |  |  | AOR | DCS | Field | [7 empty] | NIS | 4503-VZ-DM-T51102004 | 51-P-1001B | 51-P-1001A/B | 51-P-1001_G1 | 5110-HY-104P/5110-DSB-002 | [28 empty] | 5110-DSB-002
| 5110-HY-105P |  | 5110-HD-105 | PUMP STROKE ADJUSTMENT |  |  | AOR | DCS | Field | [7 empty] | NIS | 4503-VZ-DM-T51102004 | 51-P-1001A | 51-P-1001A/B | 51-P-1001_G2 | 5110-HY-105P/5110-DSB-002 | [28 empty] | 5110-DSB-002
| 5110-PT-502P |  | 5110-PD-502P | PRESSURE TRANSMITTER |  |  | AIRH | DCS | Field | [7 empty] | IS | 4503-VZ-DM-T51102005 | 51-P-1012B | 51-P-1012A/B | 51-P-1012_G1 | 5110-PT-502P/5120-DSB-001 | [28 empty] | 5120-DSB-001
| 5110-PT-521P |  | 5110-PD-521P | PRESSURE TRANSMITTER |  |  | AIRH | DCS | Field | [7 empty] | IS | 4503-VZ-DM-T51102005 | 51-P-1012A | 51-P-1012 A/B | 51-P-1012_G2 | 5110-PT-521P/5120-DSB-003 | [28 empty] | 5120-DSB-003
| 5110-HY-131 |  | 5110-HD-131 | E/P POSITIONER |  |  | AORH | DCS | Field | [7 empty] | IS | 4503-VZ-DM-T51102017 |  |  |  | 5110-HY-131/5120-DSB-001 | [28 empty] | 5120-DSB-001
| 5110-HY-132 |  | 5110-HD-132 | E/P POSITIONER |  |  | AORH | DCS | Field | [7 empty] | IS | 4503-VZ-DM-T51102018 |  |  |  | 5110-HY-132/5120-DSB-001 | [28 empty] | 5120-DSB-001
| 5110-HY-133 |  | 5110-HD-133 | E/P POSITIONER |  |  | AORH | DCS | Field | [7 empty] | IS | 4503-VZ-DM-T51102018 |  |  |  | 5110-HY-133/6190-DSB-001 | [28 empty] | 6190-DSB-001
| 5110-HY-134 |  | 5110-HD-134 | E/P POSITIONER |  |  | AORH | DCS | Field | [7 empty] | IS | 4503-VZ-DM-T51102019 |  |  |  | 5110-HY-134/6190-DSB-001 | [28 empty] | 6190-DSB-001
| 5110-HY-182P |  | 5110-HD-182P | PUMP STROKE ADJUSTMENT |  |  | AORH | DCS | Field | [7 empty] | IS | 4503-GG-VD-BD034T0151P1005AB085 | 51-P-1005A | 51-P-1005 A/B | 51-P-1005_G1 | 5110-HY-182P/5120-DSB-004 | [28 empty] | 5120-DSB-004
| 5110-HY-184P |  | 5110-HD-182P | PUMP STROKE ADJUSTMENT |  |  | AORH | DCS | Field | [7 empty] | IS | 4503-GG-VD-BD034T0151P1005AB085 | 51-P-1005A | 51-P-1005 A/B | 51-P-1005_G1 | 5110-HY-184P/6190-DSB-002 | [28 empty] | 6190-DSB-002
| 5110-HY-186P |  | 5110-HD-182P | PUMP STROKE ADJUSTMENT |  |  | AORH | DCS | Field | [7 empty] | IS | 4503-GG-VD-BD034T0151P1005AB085 | 51-P-1005A | 51-P-1005 A/B | 51-P-1005_G1 | 5110-HY-186P/6190-DSB-002 | [28 empty] | 6190-DSB-002
| 5110-HY-183P |  | 5110-HD-183P | PUMP STROKE ADJUSTMENT |  |  | AORH | DCS | Field | [7 empty] | IS | 4503-GG-VD-BD034T0151P1005AB085 | 51-P-1005B | 51-P-1005 A/B | 51-P-1005_G2 | 5110-HY-183P/5120-DSB-004 | [28 empty] | 5120-DSB-004
| 5110-HY-185P |  | 5110-HD-183P | PUMP STROKE ADJUSTMENT |  |  | AORH | DCS | Field | [7 empty] | IS | 4503-GG-VD-BD034T0151P1005AB085 | 51-P-1005B | 51-P-1005 A/B | 51-P-1005_G2 | 5110-HY-185P/6190-DSB-002 | [28 empty] | 6190-DSB-002
| 5110-HY-187P |  | 5110-HD-183P | PUMP STROKE ADJUSTMENT |  |  | AORH | DCS | Field | [7 empty] | IS | 4503-GG-VD-BD034T0151P1005AB085 | 51-P-1005B | 51-P-1005 A/B | 51-P-1005_G2 | 5110-HY-187P/6190-DSB-002 | [28 empty] | 6190-DSB-002
| 5110-HY-192P |  | 5110-HD-192P | PUMP STROKE ADJUSTMENT |  |  | AORH | DCS | Field | [7 empty] | IS | 4503-GG-VD-BD034T0151P1013AB086 | 51-P-1013A | 51-P-1013 A/B | 51-P-1013_G1 | 5110-HY-192P/5120-DSB-002 | [28 empty] | 5120-DSB-002
| 5110-HY-194P |  | 5110-HD-192P | PUMP STROKE ADJUSTMENT |  |  | AORH | DCS | Field | [7 empty] | IS | 4503-GG-VD-BD034T0151P1013AB086 | 51-P-1013A | 51-P-1013 A/B | 51-P-1013_G1 | 5110-HY-194P/5120-DSB-002 | [28 empty] | 5120-DSB-002
| 5110-HY-196P |  | 5110-HD-192P | PUMP STROKE ADJUSTMENT |  |  | AORH | DCS | Field | [7 empty] | IS | 4503-GG-VD-BD034T0151P1013AB086 | 51-P-1013A | 51-P-1013 A/B | 51-P-1013_G1 | 5110-HY-196P/5120-DSB-002 | [28 empty] | 5120-DSB-002
| 5110-HY-193P |  | 5110-HD-193P | PUMP STROKE ADJUSTMENT |  |  | AORH | DCS | Field | [7 empty] | IS | 4503-GG-VD-BD034T0151P1013AB086 | 51-P-1013B | 51-P-1013 A/B | 51-P-1013_G2 | 5110-HY-193P/5120-DSB-002 | [28 empty] | 5120-DSB-002
| 5110-HY-195P |  | 5110-HD-193P | PUMP STROKE ADJUSTMENT |  |  | AORH | DCS | Field | [7 empty] | IS | 4503-GG-VD-BD034T0151P1013AB086 | 51-P-1013B | 51-P-1013 A/B | 51-P-1013_G2 | 5110-HY-195P/5120-DSB-002 | [28 empty] | 5120-DSB-002
| 5110-HY-197P |  | 5110-HD-193P | PUMP STROKE ADJUSTMENT |  |  | AORH | DCS | Field | [7 empty] | IS | 4503-GG-VD-BD034T0151P1013AB086 | 51-P-1013B | 51-P-1013 A/B | 51-P-1013_G2 | 5110-HY-197P/5120-DSB-002 | [28 empty] | 5120-DSB-002
| 5110-XIO-803B |  | 5110-XZ-803 | LAMP |  |  | DOR | DCS | LP | [7 empty] | NIS | 4503-VZ-DM-T51102001 |  |  |  | 5110-XIO-803B/5110-DSB-002 | [28 empty] | 5110-DSB-002
| 5110-HSO-151 |  | 5110-XZ-803 | HAND SWITCH |  |  | DIR | DCS | LP | [7 empty] | NIS | 4503-VZ-DM-T51102001 |  |  |  | 5110-HSO-151/5110-DSB-002 | [28 empty] | 5110-DSB-002
| 5110-HZS-112B |  | 5110-HZ-112B | HAND SWITCH |  |  | DIR | SIS | Field | [7 empty] | IS | 4503-VZ-DM-T51102008 |  |  | 5110-HZ-112_G2 | 5110-HZS-112B/5120-SSB-001 | [28 empty] | 5120-SSB-001
| 5110-LT-302 |  | 5110-LD-302 | LEVEL TRANSM. - DP DIAPHRAGM CAPILLARY |  |  | AIRH | DCS | Field | [7 empty] | IS | 4503-VZ-DM-T51102021 | 51-V-1004 |  |  | 5110-LT-302/6190-DSB-001 | [28 empty] | 6190-DSB-001
| 5110-LT-304 |  | 5110-LD-304 | LEVEL TRANSM. - GWR EXT. CHAMBER |  |  | AIRH | DCS | Field | [7 empty] | IS | 4503-VZ-DM-T51102003 | 51-V-1001 |  |  | 5110-LT-304/5110-DSB-001 | [28 empty] | 5110-DSB-001
| 5110-LT-305A |  | 5110-LD-305 | LEVEL TRANSM. - GAMMA RAY |  |  | AIRH | DCS | Field |  |  |  |  | 230 VAC |  |  | NIS | 4503-VZ-DM-T51102009 | 51-R-1003 |  |  | 5110-LT-305A/5120-DSB-003 | [28 empty] | 5120-DSB-003
| 5110-LT-305B |  | 5110-LD-305 | LEVEL TRANSM. - GAMMA RAY |  |  | AIRH | DCS | Field |  |  |  |  | 230 VAC |  |  | NIS | 4503-VZ-DM-T51102009 | 51-R-1003 |  |  | 5110-LT-305B/5120-DSB-003 | [28 empty] | 5120-DSB-003
| 5110-LT-306A |  | 5110-LD-306A | LEVEL TRANSM. - DP DIAPHRAGM CAPILLARY |  |  | AIRH | DCS | Field | [7 empty] | IS | 4503-VZ-DM-T51102008 | 51-R-1003 |  | 5110-LD-306_G1 | 5110-LT-306A/5120-DSB-001 | [28 empty] | 5120-DSB-001
| 5110-LT-306B |  | 5110-LD-306B | LEVEL TRANSM. - DP DIAPHRAGM CAPILLARY |  |  | AIRH | DCS | Field | [7 empty] | IS | 4503-VZ-DM-T51102008 | 51-R-1003 |  | 5110-LD-306_G2 | 5110-LT-306B/5120-DSB-001 | [28 empty] | 5120-DSB-001
| 5110-LT-314 |  | 5110-LD-314 | LEVEL TRANSM. - DP EXT. DIAPHRAGM CAP. |  |  | AIRH | DCS | Field | [7 empty] | IS | 4503-VZ-DM-T51102018 | 51-V-1008 |  |  | 5110-LT-314/5120-DSB-001 | [28 empty] | 5120-DSB-001
| 5110-LY-314 |  | 5110-LD-314 | E/P POSITIONER |  |  | AORH | DCS | Field | [7 empty] | IS | 4503-VZ-DM-T51102018 |  |  |  | 5110-LY-314/6190-DSB-001 | [28 empty] | 6190-DSB-001
| 5110-LT-315 |  | 5110-LD-315 | LEVEL TRANSM. - GWR EXT. CHAMBER |  |  | AIRH | DCS | Field | [7 empty] | IS | 4503-VZ-DM-T51102033 | 51-V-1007 |  |  | 5110-LT-315/5120-DSB-001 | [28 empty] | 5120-DSB-001
| 5110-LT-318 |  | 5110-LD-318 | LEVEL TRANSM. - DP EXT. DIAPHRAGM CAP. |  |  | AIRH | DCS | Field | [7 empty] | IS | 4503-VZ-DM-T51102019 | 51-V-1009A |  |  | 5110-LT-318/6190-DSB-001 | [28 empty] | 6190-DSB-001
| 5110-LT-319 |  | 5110-LD-319 | LEVEL TRANSM. - DP DIAPHRAGM CAPILLARY |  |  | AIRH | DCS | Field | [7 empty] | IS | 4503-VZ-DM-T51102019 | 51-V-1009B |  |  | 5110-LT-319/5120-DSB-001 | [28 empty] | 5120-DSB-001
| 5110-LT-322 |  | 5110-LD-322 | LEVEL TRANSM. - GWR EXT. CHAMBER |  |  | AIRH | DCS | Field | [7 empty] | IS | 4503-VZ-DM-T51102020 | 51-V-1010 |  |  | 5110-LT-322/5110-DSB-001 | [28 empty] | 5110-DSB-001
| 5110-LT-329 |  | 5110-LD-329 | LEVEL TRANSM. - DP DIAPHRAGM CAPILLARY |  |  | AIRH | DCS | Field | [7 empty] | IS | 4503-VZ-DM-T51102022 | 51-V-1005 |  |  | 5110-LT-329/6190-DSB-002 | [28 empty] | 6190-DSB-002
| 5110-LT-332 |  | 5110-LD-332 | LEVEL TRANSMITTER - GW RADAR |  |  | AIRH | DCS | Field | [7 empty] | IS | 4503-VZ-DM-T51102024 | 51-V-1014 |  |  | 5110-LT-332/5120-DSB-002 | [28 empty] | 5120-DSB-002
| 5110-LT-335 |  | 5110-LD-335 | LEVEL TRANSM. - DP EXT. DIAPHRAGM CAP. |  |  | AIRH | DCS | Field | [7 empty] | IS | 4503-VZ-DM-T51102017 | 51-V-1006 |  |  | 5110-LT-335/5120-DSB-001 | [28 empty] | 5120-DSB-001
| 5110-LT-336 |  | 5110-LD-336 | LEVEL TRANSM. - DP EXT. DIAPHRAGM CAP. |  |  | AIRH | DCS | Field | [7 empty] | IS | 4503-VZ-DM-T51102017 | 51-V-1006 |  |  | 5110-LT-336/5120-DSB-001 | [28 empty] | 5120-DSB-001
| 5110-LZT-301 |  | 5110-LZ-301 | LEVEL TRANSM. - DP DIAPHRAGM CAPILLARY |  |  | AIRH | SIS | Field | [7 empty] | IS | 4503-VZ-DM-T51102021 | 51-V-1004 |  |  | 5110-LZT-301/6190-SSB-002 | [28 empty] | 6190-SSB-002
| 5110-LZT-309A |  | 5110-LZ-309A | LEVEL TRANSM. - DP DIAPHRAGM CAPILLARY |  |  | AIRH | SIS | Field | [7 empty] | IS | 4503-VZ-DM-T51102009 | 51-R-1003 |  | 5110-LZ-309_G1 | 5110-LZT-309A/5120-SSB-001 | [28 empty] | 5120-SSB-001
| 5110-LZT-309B |  | 5110-LZ-309B | LEVEL TRANSM. - DP DIAPHRAGM CAPILLARY |  |  | AIRH | SIS | Field | [7 empty] | IS | 4503-VZ-DM-T51102009 | 51-R-1003 |  | 5110-LZ-309_G2 | 5110-LZT-309B/5120-SSB-001 | [28 empty] | 5120-SSB-001
| 5110-LZT-309C |  | 5110-LZ-309C | LEVEL TRANSM. - DP DIAPHRAGM CAPILLARY |  |  | AIRH | SIS | Field | [7 empty] | IS | 4503-VZ-DM-T51102009 | 51-R-1003 |  | 5110-LZ-309_G3 | 5110-LZT-309C/5120-SSB-001 | [28 empty] | 5120-SSB-001
| 5110-LZT-311A |  | 5110-LZ-311A | LEVEL TRANSM. - DP EXT. DIAPHRAGM CAP. |  |  | AIRH | SIS | Field | [7 empty] | IS | 4503-VZ-DM-T51102017 | 51-V-1006 |  | 5110-LZ-311_G1 | 5110-LZT-311A/5120-SSB-001 | [28 empty] | 5120-SSB-001
| 5110-LZT-311B |  | 5110-LZ-311B | LEVEL TRANSM. - DP EXT. DIAPHRAGM CAP. |  |  | AIRH | SIS | Field | [7 empty] | IS | 4503-VZ-DM-T51102017 | 51-V-1006 |  | 5110-LZ-311_G1 | 5110-LZT-311B/5120-SSB-001 | [28 empty] | 5120-SSB-001
| 5110-LZT-313 |  | 5110-LZ-313 | LEVEL TRANSM. - DP EXT. DIAPHRAGM CAP. |  |  | AIRH | SIS | Field | [7 empty] | IS | 4503-VZ-DM-T51102018 | 51-V-1008 |  |  | 5110-LZT-313/5120-SSB-001 | [28 empty] | 5120-SSB-001
| 5110-LZT-333 |  | 5110-LZ-333 | LEVEL TRANSM. - GWR |  |  | AIRH | SIS | Field | [7 empty] | IS | 4503-VZ-DM-T51102024 | 51-V-1014 |  |  | 5110-LZT-333/6190-SSB-002 | [28 empty] | 6190-SSB-002
| 5110-MZYCC-812 |  | 5110-MZ-812 | MOV -CLOSE COMMAND |  |  | DOR | SIS | Field | [7 empty] | NIS | 4503-VZ-DM-T51102008 |  |  |  | 5110-MOV-812-01/5110-SSB-002 | [28 empty] | 5110-SSB-002
| 5110-MZYCO-812 |  | 5110-MZ-812 | MOV -OPEN COMMAND |  |  | DOR | SIS | Field | [7 empty] | NIS | 4503-VZ-DM-T51102008 |  |  |  | 5110-MOV-812-01/5110-SSB-002 | [28 empty] | 5110-SSB-002
| 5110-MZZSC-812 |  | 5110-MZ-812 | MOV -CLOSE LIMIT SWITCH |  |  | DIR | SIS | Field | [7 empty] | IS | 4503-VZ-DM-T51102008 |  |  |  | 5110-MOV-812-02/6190-SSB-002 | [28 empty] | 6190-SSB-002
| 5110-MZZSO-812 |  | 5110-MZ-812 | MOV -OPEN LIMIT SWITCH |  |  | DIR | SIS | Field | [7 empty] | IS | 4503-VZ-DM-T51102008 |  |  |  | 5110-MOV-812-02/6190-SSB-002 | [28 empty] | 6190-SSB-002
| 5110-MZXA-812A |  | 5110-MZ-812 | MOTOR -FAULT |  |  | DIR | DCS | Field | [7 empty] | NIS | 4503-VZ-DM-T51102008 |  |  |  | 5110-MOV-812-03/5120-DSB-003 | [28 empty] | 5120-DSB-003
| 5110-MZXA-812B |  | 5110-MZ-812 | MOTOR -READY |  |  | DIR | DCS | Field | [7 empty] | NIS | 4503-VZ-DM-T51102008 |  |  |  | 5110-MOV-812-03/5120-DSB-003 | [28 empty] | 5120-DSB-003
| 5110-MZHSC-812B |  | 5110-MZ-812 | PUSH BUTTON |  |  | DIR | SIS | Field | [7 empty] | NIS | 4503-VZ-DM-T51102008 |  |  |  | 5110-MOV-812-04/5110-SSB-002 | [28 empty] | 5110-SSB-002
| 5110-MZHSO-812B |  | 5110-MZ-812 | PUSH BUTTON |  |  | DIR | SIS | Field | [7 empty] | NIS | 4503-VZ-DM-T51102008 |  |  |  | 5110-MOV-812-04/5110-SSB-002 | [28 empty] | 5110-SSB-002
| 5110-MZYCC-813 |  | 5110-MZ-813 | MOV -CLOSE COMMAND |  |  | DOR | SIS | Field | [7 empty] | NIS | 4503-VZ-DM-T51102008 |  |  |  | 5110-MOV-813-01/5110-SSB-002 | [28 empty] | 5110-SSB-002
| 5110-MZYCO-813 |  | 5110-MZ-813 | MOV -OPEN COMMAND |  |  | DOR | SIS | Field | [7 empty] | NIS | 4503-VZ-DM-T51102008 |  |  |  | 5110-MOV-813-01/5110-SSB-002 | [28 empty] | 5110-SSB-002
| 5110-MZZSC-813 |  | 5110-MZ-813 | MOV -CLOSE LIMIT SWITCH |  |  | DIR | SIS | Field | [7 empty] | IS | 4503-VZ-DM-T51102008 |  |  |  | 5110-MOV-813-02/6190-SSB-002 | [28 empty] | 6190-SSB-002
| 5110-MZZSO-813 |  | 5110-MZ-813 | MOV -OPEN LIMIT SWITCH |  |  | DIR | SIS | Field | [7 empty] | IS | 4503-VZ-DM-T51102008 |  |  |  | 5110-MOV-813-02/6190-SSB-002 | [28 empty] | 6190-SSB-002
| 5110-MZXA-813A |  | 5110-MZ-813 | MOTOR -FAULT |  |  | DIR | DCS | Field | [7 empty] | NIS | 4503-VZ-DM-T51102008 |  |  |  | 5110-MOV-813-03/5120-DSB-003 | [28 empty] | 5120-DSB-003
| 5110-MZXA-813B |  | 5110-MZ-813 | MOTOR -READY |  |  | DIR | DCS | Field | [7 empty] | NIS | 4503-VZ-DM-T51102008 |  |  |  | 5110-MOV-813-03/5120-DSB-003 | [28 empty] | 5120-DSB-003
| 5110-MZHSC-813B |  | 5110-MZ-813 | PUSH BUTTON |  |  | DIR | SIS | Field | [7 empty] | NIS | 4503-VZ-DM-T51102008 |  |  |  | 5110-MOV-813-04/5110-SSB-002 | [28 empty] | 5110-SSB-002
| 5110-MZHSO-813B |  | 5110-MZ-813 | PUSH BUTTON |  |  | DIR | SIS | Field | [7 empty] | NIS | 4503-VZ-DM-T51102008 |  |  |  | 5110-MOV-813-04/5110-SSB-002 | [28 empty] | 5110-SSB-002
| 5110-MZYCC-814 |  | 5110-MZ-814 | MOV -CLOSE COMMAND |  |  | DOR | SIS | Field | [7 empty] | NIS | 4503-VZ-DM-T51102008 |  |  |  | 5110-MOV-814-01/5110-SSB-002 | [28 empty] | 5110-SSB-002
| 5110-MZYCO-814 |  | 5110-MZ-814 | MOV -OPEN COMMAND |  |  | DOR | SIS | Field | [7 empty] | NIS | 4503-VZ-DM-T51102008 |  |  |  | 5110-MOV-814-01/5110-SSB-002 | [28 empty] | 5110-SSB-002
| 5110-MZZSC-814 |  | 5110-MZ-814 | MOV -CLOSE LIMIT SWITCH |  |  | DIR | SIS | Field | [7 empty] | IS | 4503-VZ-DM-T51102008 |  |  |  | 5110-MOV-814-02/6190-SSB-002 | [28 empty] | 6190-SSB-002
| 5110-MZZSO-814 |  | 5110-MZ-814 | MOV -OPEN LIMIT SWITCH |  |  | DIR | SIS | Field | [7 empty] | IS | 4503-VZ-DM-T51102008 |  |  |  | 5110-MOV-814-02/6190-SSB-002 | [28 empty] | 6190-SSB-002
| 5110-MZXA-814A |  | 5110-MZ-814 | MOTOR -FAULT |  |  | DIR | DCS | Field | [7 empty] | NIS | 4503-VZ-DM-T51102008 |  |  |  | 5110-MOV-814-03/5120-DSB-003 | [28 empty] | 5120-DSB-003
| 5110-MZXA-814B |  | 5110-MZ-814 | MOTOR -READY |  |  | DIR | DCS | Field | [7 empty] | NIS | 4503-VZ-DM-T51102008 |  |  |  | 5110-MOV-814-03/5120-DSB-003 | [28 empty] | 5120-DSB-003
| 5110-MZHSC-814B |  | 5110-MZ-814 | PUSH BUTTON |  |  | DIR | SIS | Field | [7 empty] | NIS | 4503-VZ-DM-T51102008 |  |  |  | 5110-MOV-814-04/5110-SSB-002 | [28 empty] | 5110-SSB-002
| 5110-MZHSO-814B |  | 5110-MZ-814 | PUSH BUTTON |  |  | DIR | SIS | Field | [7 empty] | NIS | 4503-VZ-DM-T51102008 |  |  |  | 5110-MOV-814-04/5110-SSB-002 | [28 empty] | 5110-SSB-002
| 5110-MZYCC-815 |  | 5110-MZ-815 | MOV -CLOSE COMMAND |  |  | DOR | SIS | Field | [7 empty] | NIS | 4503-VZ-DM-T51102008 |  |  |  | 5110-MOV-815-01/5110-SSB-002 | [28 empty] | 5110-SSB-002
| 5110-MZYCO-815 |  | 5110-MZ-815 | MOV -OPEN COMMAND |  |  | DOR | SIS | Field | [7 empty] | NIS | 4503-VZ-DM-T51102008 |  |  |  | 5110-MOV-815-01/5110-SSB-002 | [28 empty] | 5110-SSB-002
| 5110-MZZSC-815 |  | 5110-MZ-815 | MOV -CLOSE LIMIT SWITCH |  |  | DIR | SIS | Field | [7 empty] | IS | 4503-VZ-DM-T51102008 |  |  |  | 5110-MOV-815-02/6190-SSB-002 | [28 empty] | 6190-SSB-002
| 5110-MZZSO-815 |  | 5110-MZ-815 | MOV -OPEN LIMIT SWITCH |  |  | DIR | SIS | Field | [7 empty] | IS | 4503-VZ-DM-T51102008 |  |  |  | 5110-MOV-815-02/6190-SSB-002 | [28 empty] | 6190-SSB-002
| 5110-MZXA-815A |  | 5110-MZ-815 | MOTOR -FAULT |  |  | DIR | DCS | Field | [7 empty] | NIS | 4503-VZ-DM-T51102008 |  |  |  | 5110-MOV-815-03/5120-DSB-003 | [28 empty] | 5120-DSB-003
| 5110-MZXA-815B |  | 5110-MZ-815 | MOTOR -READY |  |  | DIR | DCS | Field | [7 empty] | NIS | 4503-VZ-DM-T51102008 |  |  |  | 5110-MOV-815-03/5120-DSB-003 | [28 empty] | 5120-DSB-003
| 5110-MZHSC-815B |  | 5110-MZ-815 | PUSH BUTTON |  |  | DIR | SIS | Field | [7 empty] | NIS | 4503-VZ-DM-T51102008 |  |  |  | 5110-MOV-815-04/5110-SSB-002 | [28 empty] | 5110-SSB-002
| 5110-MZHSO-815B |  | 5110-MZ-815 | PUSH BUTTON |  |  | DIR | SIS | Field | [7 empty] | NIS | 4503-VZ-DM-T51102008 |  |  |  | 5110-MOV-815-04/5110-SSB-002 | [28 empty] | 5110-SSB-002
| 5110-MZHSC-816B |  | 5110-MZ-816 | PUSH BUTTON |  |  | DIR | SIS | Field | [7 empty] | NIS | 4503-VZ-DM-T51102009 |  |  |  | 5110-MOV-816-04/6190-SSB-001 | [28 empty] | 6190-SSB-001
| 5110-MZHSO-816B |  | 5110-MZ-816 | PUSH BUTTON |  |  | DIR | SIS | Field | [7 empty] | NIS | 4503-VZ-DM-T51102009 |  |  |  | 5110-MOV-816-04/6190-SSB-001 | [28 empty] | 6190-SSB-001
| 5110-MZZSC-816 |  | 5110-MZ-816 | MOV -CLOSE LIMIT SWITCH |  |  | DIR | SIS | Field | [7 empty] | IS | 4503-VZ-DM-T51102009 |  |  |  | 5110-MOV-816-02/6190-SSB-002 | [28 empty] | 6190-SSB-002
| 5110-MZZSO-816 |  | 5110-MZ-816 | MOV -OPEN LIMIT SWITCH |  |  | DIR | SIS | Field | [7 empty] | IS | 4503-VZ-DM-T51102009 |  |  |  | 5110-MOV-816-02/6190-SSB-002 | [28 empty] | 6190-SSB-002
| 5110-MZXA-816A |  | 5110-MZ-816 | MOTOR -FAULT |  |  | DIR | DCS | Field | [7 empty] | NIS | 4503-VZ-DM-T51102009 |  |  |  | 5110-MOV-816-03/5120-DSB-003 | [28 empty] | 5120-DSB-003
| 5110-MZXA-816B |  | 5110-MZ-816 | MOTOR -READY |  |  | DIR | DCS | Field | [7 empty] | NIS | 4503-VZ-DM-T51102009 |  |  |  | 5110-MOV-816-03/5120-DSB-003 | [28 empty] | 5120-DSB-003
| 5110-MZHSC-817B |  | 5110-MZ-817 | PUSH BUTTON |  |  | DIR | SIS | Field | [7 empty] | NIS | 4503-VZ-DM-T51102009 |  |  |  | 5110-MOV-817-04/6190-SSB-001 | [28 empty] | 6190-SSB-001
| 5110-MZHSO-817B |  | 5110-MZ-817 | PUSH BUTTON |  |  | DIR | SIS | Field | [7 empty] | NIS | 4503-VZ-DM-T51102009 |  |  |  | 5110-MOV-817-04/6190-SSB-001 | [28 empty] | 6190-SSB-001
| 5110-MZHSC-818B |  | 5110-MZ-818 | PUSH BUTTON |  |  | DIR | SIS | Field | [7 empty] | NIS | 4503-VZ-DM-T51102009 |  |  |  | 5110-MOV-818-04/6190-SSB-001 | [28 empty] | 6190-SSB-001
| 5110-MZHSO-818B |  | 5110-MZ-818 | PUSH BUTTON |  |  | DIR | SIS | Field | [7 empty] | NIS | 4503-VZ-DM-T51102009 |  |  |  | 5110-MOV-818-04/6190-SSB-001 | [28 empty] | 6190-SSB-001
| 5110-MZZSC-817 |  | 5110-MZ-817 | MOV -CLOSE LIMIT SWITCH |  |  | DIR | SIS | Field | [7 empty] | IS | 4503-VZ-DM-T51102009 |  |  |  | 5110-MOV-817-02/6190-SSB-002 | [28 empty] | 6190-SSB-002
| 5110-MZZSO-817 |  | 5110-MZ-817 | MOV -OPEN LIMIT SWITCH |  |  | DIR | SIS | Field | [7 empty] | IS | 4503-VZ-DM-T51102009 |  |  |  | 5110-MOV-817-02/6190-SSB-002 | [28 empty] | 6190-SSB-002
| 5110-MZXA-817A |  | 5110-MZ-817 | MOTOR -FAULT |  |  | DIR | DCS | Field | [7 empty] | NIS | 4503-VZ-DM-T51102009 |  |  |  | 5110-MOV-817-03/5120-DSB-003 | [28 empty] | 5120-DSB-003
| 5110-MZXA-817B |  | 5110-MZ-817 | MOTOR -READY |  |  | DIR | DCS | Field | [7 empty] | NIS | 4503-VZ-DM-T51102009 |  |  |  | 5110-MOV-817-03/5120-DSB-003 | [28 empty] | 5120-DSB-003
| 5110-MZHSC-819B |  | 5110-MZ-819 | PUSH BUTTON |  |  | DIR | SIS | Field | [7 empty] | NIS | 4503-VZ-DM-T51102009 |  |  |  | 5110-MOV-819-04/6190-SSB-001 | [28 empty] | 6190-SSB-001
| 5110-MZHSO-819B |  | 5110-MZ-819 | PUSH BUTTON |  |  | DIR | SIS | Field | [7 empty] | NIS | 4503-VZ-DM-T51102009 |  |  |  | 5110-MOV-819-04/6190-SSB-001 | [28 empty] | 6190-SSB-001
| 5110-HZS-819B |  | 5110-XZ-819 | HAND SWITCH |  |  | DIR | SIS | Field | [7 empty] | NIS | 4503-VZ-DM-T51102024 |  |  |  | 5110-HZS-819B/6190-SSB-001 | [28 empty] | 6190-SSB-001
| 5110-HZS-162 |  | 5110-XZ-828 | HAND SWITCH |  |  | DIR | SIS | Field | [7 empty] | NIS | 4503-VZ-DM-T51102009 |  |  |  | 5110-HZS-162/6190-SSB-001 | [28 empty] | 6190-SSB-001
| 5110-MZZSC-818 |  | 5110-MZ-818 | MOV -CLOSE LIMIT SWITCH |  |  | DIR | SIS | Field | [7 empty] | IS | 4503-VZ-DM-T51102009 |  |  |  | 5110-MOV-818-02/6190-SSB-002 | [28 empty] | 6190-SSB-002
| 5110-MZZSO-818 |  | 5110-MZ-818 | MOV -OPEN LIMIT SWITCH |  |  | DIR | SIS | Field | [7 empty] | IS | 4503-VZ-DM-T51102009 |  |  |  | 5110-MOV-818-02/6190-SSB-002 | [28 empty] | 6190-SSB-002
| 5110-MZXA-818A |  | 5110-MZ-818 | MOTOR -FAULT |  |  | DIR | DCS | Field | [7 empty] | NIS | 4503-VZ-DM-T51102009 |  |  |  | 5110-MOV-818-03/5120-DSB-003 | [28 empty] | 5120-DSB-003
| 5110-MZXA-818B |  | 5110-MZ-818 | MOTOR -READY |  |  | DIR | DCS | Field | [7 empty] | NIS | 4503-VZ-DM-T51102009 |  |  |  | 5110-MOV-818-03/5120-DSB-003 | [28 empty] | 5120-DSB-003
| 5110-HZS-164 |  | 5110-XZ-829 | HAND SWITCH |  |  | DIR | SIS | Field | [7 empty] | NIS | 4503-VZ-DM-T51102009 |  |  |  | 5110-HZS-164/6190-SSB-001 | [28 empty] | 6190-SSB-001
| 5110-HZS-166 |  | 5110-XZ-830 | HAND SWITCH |  |  | DIR | SIS | Field | [7 empty] | NIS | 4503-VZ-DM-T51102009 |  |  |  | 5110-HZS-166/6190-SSB-001 | [28 empty] | 6190-SSB-001
| 5110-HZS-168 |  | 5110-XZ-831 | HAND SWITCH |  |  | DIR | SIS | Field | [7 empty] | NIS | 4503-VZ-DM-T51102009 |  |  |  | 5110-HZS-168/6190-SSB-001 | [28 empty] | 6190-SSB-001
| 5110-HZS-172B |  | 5110-XZ-836 | HAND SWITCH |  |  | DIR | SIS | Field | [7 empty] | NIS | 4503-VZ-DM-T51102033 |  |  |  | 5110-HZS-172B/6190-SSB-001 | [28 empty] | 6190-SSB-001
| 5110-MZZSC-819 |  | 5110-MZ-819 | MOV -CLOSE LIMIT SWITCH |  |  | DIR | SIS | Field | [7 empty] | IS | 4503-VZ-DM-T51102009 |  |  |  | 5110-MOV-819-02/6190-SSB-002 | [28 empty] | 6190-SSB-002
| 5110-MZZSO-819 |  | 5110-MZ-819 | MOV -OPEN LIMIT SWITCH |  |  | DIR | SIS | Field | [7 empty] | IS | 4503-VZ-DM-T51102009 |  |  |  | 5110-MOV-819-02/6190-SSB-002 | [28 empty] | 6190-SSB-002
| 5110-MZXA-819A |  | 5110-MZ-819 | MOTOR -FAULT |  |  | DIR | DCS | Field | [7 empty] | NIS | 4503-VZ-DM-T51102009 |  |  |  | 5110-MOV-819-03/5120-DSB-003 | [28 empty] | 5120-DSB-003
| 5110-MZXA-819B |  | 5110-MZ-819 | MOTOR -READY |  |  | DIR | DCS | Field | [7 empty] | NIS | 4503-VZ-DM-T51102009 |  |  |  | 5110-MOV-819-03/5120-DSB-003 | [28 empty] | 5120-DSB-003
| 5110-HZS-174B |  | 5110-XZ-839 | HAND SWITCH |  |  | DIR | SIS | Field | [7 empty] | NIS | 4503-VZ-DM-T51102021 |  |  |  | 5110-HZS-174B/6190-SSB-001 | [28 empty] | 6190-SSB-001
| 5110-HZS-181B |  | 5110-XZ-843 | HAND SWITCH |  |  | DIR | SIS | Field | [7 empty] | NIS | 4503-VZ-DM-T51102022 |  |  |  | 5110-HZS-181B/6190-SSB-001 | [28 empty] | 6190-SSB-001
| 5110-PT-404 |  | 5110-PD-404 | PRESSURE TRANSM. - DIAPH. WITH CAPILLARY |  |  | AIRH | DCS | Field | [7 empty] | IS | 4503-VZ-DM-T51102003 |  |  |  | 5110-PT-404/5110-DSB-001 | [28 empty] | 5110-DSB-001
| 5110-PY-404A |  | 5110-PD-404 | E/P POSITIONER |  |  | AORH | DCS | Field | [7 empty] | IS | 4503-VZ-DM-T51102003 |  |  |  | 5110-PY-404A/5110-DSB-001 | [28 empty] | 5110-DSB-001
| 5110-PY-404B |  | 5110-PD-404 | E/P POSITIONER |  |  | AORH | DCS | Field | [7 empty] | IS | 4503-VZ-DM-T51102003 |  |  |  | 5110-PY-404B/5110-DSB-001 | [28 empty] | 5110-DSB-001
| 5110-PT-407 |  | 5110-PD-407 | PRESSURE TRANSM. - DIAPH. WITH CAPILLARY |  |  | AIRH | DCS | Field | [7 empty] | IS | 4503-VZ-DM-T51102003 |  |  |  | 5110-PT-407/5110-DSB-001 | [28 empty] | 5110-DSB-001
| 5110-PT-410 |  | 5110-PD-410 | PRESSURE TRANSM. - DIAPH. WITH CAPILLARY |  |  | AIRH | DCS | Field | [7 empty] | IS | 4503-VZ-DM-T51102026 |  |  |  | 5110-PT-410/6190-DSB-001 | [28 empty] | 6190-DSB-001
| 5110-PT-415 |  | 5110-PD-415 | PRESSURE TRANSM. - DIAPH. WITH CAPILLARY |  |  | AIRH | DCS | Field | [7 empty] | IS | 4503-VZ-DM-T51102001 |  |  |  | 5110-PT-415/5110-DSB-001 | [28 empty] | 5110-DSB-001
| 5110-PT-417 |  | 5110-PD-417 | PRESSURE TRANSM. - DIAPH. WITH CAPILLARY |  |  | AIRH | DCS | Field | [7 empty] | IS | 4503-VZ-DM-T51102005 |  |  |  | 5110-PT-417/5110-DSB-001 | [28 empty] | 5110-DSB-001
| 5110-PY-417 |  | 5110-PD-417 | E/P POSITIONER |  |  | AORH | DCS | Field | [7 empty] | IS | 4503-VZ-DM-T51102005 |  |  |  | 5110-PY-417/5110-DSB-001 | [28 empty] | 5110-DSB-001
| 5110-PT-419 |  | 5110-PD-419 | PRESSURE TRANSMITTER |  |  | AIRH | DCS | Field | [7 empty] | IS | 4503-VZ-DM-T51102005 |  |  |  | 5110-PT-419/5120-DSB-002 | [28 empty] | 5120-DSB-002
| 5110-PY-419 |  | 5110-PD-419 | E/P POSITIONER |  |  | AORH | DCS | Field | [7 empty] | IS | 4503-VZ-DM-T51102005 |  |  |  | 5110-PY-419/5120-DSB-002 | [28 empty] | 5120-DSB-002
| 5110-PT-421 |  | 5110-PD-421 | PRESSURE TRANSMITTER |  |  | AIRH | DCS | Field | [7 empty] | IS | 4503-VZ-DM-T51102005 |  |  |  | 5110-PT-421/5120-DSB-002 | [28 empty] | 5120-DSB-002
| 5110-PY-421 |  | 5110-PD-421 | E/P POSITIONER |  |  | AORH | DCS | Field | [7 empty] | IS | 4503-VZ-DM-T51102005 |  |  |  | 5110-PY-421/5120-DSB-002 | [28 empty] | 5120-DSB-002
| 5110-PT-428 |  | 5110-PD-428 | PRESSURE TRANSMITTER |  |  | AIRH | DCS | Field | [7 empty] | IS | 4503-VZ-DM-T51102006 |  |  |  | 5110-PT-428/5120-DSB-002 | [28 empty] | 5120-DSB-002
| 5110-PY-428 |  | 5110-PD-428 | E/P POSITIONER |  |  | AORH | DCS | Field | [7 empty] | IS | 4503-VZ-DM-T51102006 |  |  |  | 5110-PY-428/5120-DSB-002 | [28 empty] | 5120-DSB-002
| 5110-PT-431 |  | 5110-PD-431 | PRESSURE TRANSM. - DIAPH. WITH CAPILLARY |  |  | AIRH | DCS | Field | [7 empty] | IS | 4503-VZ-DM-T51102008 |  |  |  | 5110-PT-431/5120-DSB-001 | [28 empty] | 5120-DSB-001
| 5110-PT-433A |  | 5110-PD-433A | PRESSURE TRANSM. - DIAPH. WITH CAPILLARY |  |  | AIRH | DCS | Field | [7 empty] | IS | 4503-VZ-DM-T51102009 |  |  | 5110-PD-433_G1 | 5110-PT-433A/5120-DSB-001 | [28 empty] | 5120-DSB-001
| 5110-PT-433B |  | 5110-PD-433B | PRESSURE TRANSM. - DIAPH. WITH CAPILLARY |  |  | AIRH | DCS | Field | [7 empty] | IS | 4503-VZ-DM-T51102009 |  |  | 5110-PD-433_G2 | 5110-PT-433B/5120-DSB-001 | [28 empty] | 5120-DSB-001
| 5110-PT-434 |  | 5110-PD-434 | PRESSURE TRANSMITTER |  |  | AIRH | DCS | Field | [7 empty] | IS | 4503-VZ-DM-T51102009 |  |  |  | 5110-PT-434/5120-DSB-001 | [28 empty] | 5120-DSB-001
| 5110-PY-434 |  | 5110-PD-434 | E/P POSITIONER |  |  | AORH | DCS | Field | [7 empty] | IS | 4503-VZ-DM-T51102007 |  |  |  | 5110-PY-434/6190-DSB-001 | [28 empty] | 6190-DSB-001
| 5110-PT-435 |  | 5110-PD-435 | PRESSURE TRANSMITTER |  |  | AIRH | DCS | Field | [7 empty] | IS | 4503-VZ-DM-T51102009 |  |  |  | 5110-PT-435/5120-DSB-001 | [28 empty] | 5120-DSB-001
| 5110-PY-436 |  | 5110-PD-436 | E/P POSITIONER |  |  | AORH | DCS | Field | [7 empty] | IS | 4503-VZ-DM-T51102009 |  |  |  | 5110-PY-436/5120-DSB-001 | [28 empty] | 5120-DSB-001
| 5110-PT-436 |  | 5110-PD-436 | PRESSURE TRANSMITTER |  |  | AIRH | DCS | Field | [7 empty] | IS | 4503-VZ-DM-T51102009 |  |  |  | 5110-PT-436/5120-DSB-001 | [28 empty] | 5120-DSB-001
| 5110-PDT-441 |  | 5110-PD-441 | PRESSURE TRANSM. - DIFF. DIAPH. WITH CAP |  |  | AIRH | DCS | Field | [7 empty] | IS | 4503-VZ-DM-T51102010 |  |  |  | 5110-PDT-441/5110-DSB-001 | [28 empty] | 5110-DSB-001
| 5110-PT-442 |  | 5110-PD-442 | PRESSURE TRANSMITTER - DIAPHRAGM |  |  | AIRH | DCS | Field | [7 empty] | IS | 4503-VZ-DM-T51102010 |  |  |  | 5110-PT-442/5110-DSB-001 | [28 empty] | 5110-DSB-001
| 5110-PDT-447 |  | 5110-PD-447 | PRESSURE TRANSM. - DIFF. DIAPH. WITH CAP |  |  | AIRH | DCS | Field | [7 empty] | IS | 4503-VZ-DM-T51102014 | 51-F-1006A |  |  | 5110-PDT-447/5110-DSB-001 | [28 empty] | 5110-DSB-001
| 5110-PT-448 |  | 5110-PD-448 | PRESSURE TRANSM. - DIAPH. WITH CAPILLARY |  |  | AIRH | DCS | Field | [7 empty] | IS | 4503-VZ-DM-T51102014 |  |  |  | 5110-PT-448/5120-DSB-001 | [28 empty] | 5120-DSB-001
| 5110-PT-453 |  | 5110-PD-453 | PRESSURE TRANSMITTER |  |  | AIRH | DCS | Field | [7 empty] | IS | 4503-VZ-DM-T51102017 |  |  |  | 5110-PT-453/5120-DSB-001 | [28 empty] | 5120-DSB-001
| 5110-PDT-454 |  | 5110-PD-454 | PRESSURE DIFFERENTIAL TRANSMITTER |  |  | AIRH | DCS | Field | [7 empty] | IS | 4503-VZ-DM-T51102017 |  |  |  | 5110-PDT-454/5120-DSB-001 | [28 empty] | 5120-DSB-001
| 5110-PDY-454 |  | 5110-PD-454 | E/P POSITIONER |  |  | AORH | DCS | Field | [7 empty] | IS | 4503-VZ-DM-T51102017 |  |  |  | 5110-PDY-454/5120-DSB-001 | [28 empty] | 5120-DSB-001
| 5110-PDT-455 |  | 5110-PD-455 | PRESSURE TRANSM. - DIFF. DIAPH. WITH CAP |  |  | AIRH | DCS | Field | [7 empty] | IS | 4503-VZ-DM-T51102017 |  |  |  | 5110-PDT-455/5120-DSB-001 | [28 empty] | 5120-DSB-001
| 5110-PT-457 |  | 5110-PD-457 | PRESSURE TRANSMITTER |  |  | AIRH | DCS | Field | [7 empty] | IS | 4503-VZ-DM-T51102033 |  |  |  | 5110-PT-457/5120-DSB-001 | [28 empty] | 5120-DSB-001
| 5110-PY-457 |  | 5110-PD-457 | E/P POSITIONER |  |  | AORH | DCS | Field | [7 empty] | IS | 4503-VZ-DM-T51102033 |  |  |  | 5110-PY-457/5120-DSB-001 | [28 empty] | 5120-DSB-001
| 5110-PT-458 |  | 5110-PD-458 | PRESSURE TRANSMITTER |  |  | AIRH | DCS | Field | [7 empty] | IS | 4503-VZ-DM-T51102018 |  |  |  | 5110-PT-458/5120-DSB-001 | [28 empty] | 5120-DSB-001
| 5110-PY-458 |  | 5110-PD-458 | E/P POSITIONER |  |  | AORH | DCS | Field | [7 empty] | IS | 4503-VZ-DM-T51102018 |  |  |  | 5110-PY-458/5120-DSB-001 | [28 empty] | 5120-DSB-001
| 5110-PT-459 |  | 5110-PD-459 | PRESSURE TRANSMITTER |  |  | AIRH | DCS | Field | [7 empty] | IS | 4503-VZ-DM-T51102033 |  |  |  | 5110-PT-459/5120-DSB-001 | [28 empty] | 5120-DSB-001
| 5110-PT-464 |  | 5110-PD-464 | PRESSURE TRANSM. - DIAPH. WITH CAPILLARY |  |  | AIRH | DCS | Field | [7 empty] | IS | 4503-VZ-DM-T51102019 |  |  |  | 5110-PT-464/5120-DSB-001 | [28 empty] | 5120-DSB-001
| 5110-PY-464 |  | 5110-PD-464 | E/P POSITIONER |  |  | AORH | DCS | Field | [7 empty] | IS | 4503-VZ-DM-T51102019 |  |  |  | 5110-PY-464/5120-DSB-001 | [28 empty] | 5120-DSB-001
| 5110-PT-465 |  | 5110-PD-465 | PRESSURE TRANSM. - DIAPH. WITH CAPILLARY |  |  | AIRH | DCS | Field | [7 empty] | IS | 4503-VZ-DM-T51102019 |  |  |  | 5110-PT-465/6190-DSB-002 | [28 empty] | 6190-DSB-002
| 5110-PY-465 |  | 5110-PD-465 | E/P POSITIONER |  |  | AORH | DCS | Field | [7 empty] | IS | 4503-VZ-DM-T51102019 |  |  |  | 5110-PY-465/6190-DSB-002 | [28 empty] | 6190-DSB-002
| 5110-PT-466 |  | 5110-PD-466 | PRESSURE TRANSM. - DIAPH. WITH CAPILLARY |  |  | AIRH | DCS | Field | [7 empty] | IS | 4503-VZ-DM-T51102019 |  |  |  | 5110-PT-466/5120-DSB-001 | [28 empty] | 5120-DSB-001
| 5110-PY-466 |  | 5110-PD-466 | E/P POSITIONER |  |  | AORH | DCS | Field | [7 empty] | IS | 4503-VZ-DM-T51102019 |  |  |  | 5110-PY-466/5120-DSB-001 | [28 empty] | 5120-DSB-001
| 5110-PT-468 |  | 5110-PD-468 | PRESSURE TRANSM. - DIAPH. WITH CAPILLARY |  |  | AIRH | DCS | Field | [7 empty] | IS | 4503-VZ-DM-T51102019 |  |  |  | 5110-PT-468/6190-DSB-001 | [28 empty] | 6190-DSB-001
| 5110-PY-468 |  | 5110-PD-468 | E/P POSITIONER |  |  | AORH | DCS | Field | [7 empty] | IS | 4503-VZ-DM-T51102019 |  |  |  | 5110-PY-468/6190-DSB-002 | [28 empty] | 6190-DSB-002
| 5110-PT-470 |  | 5110-PD-470 | PRESSURE TRANSMITTER |  |  | AIRH | DCS | Field | [7 empty] | IS | 4503-VZ-DM-T51102020 |  |  |  | 5110-PT-470/5110-DSB-001 | [28 empty] | 5110-DSB-001
| 5110-PY-470A |  | 5110-PD-470 | E/P POSITIONER |  |  | AORH | DCS | Field | [7 empty] | IS | 4503-VZ-DM-T51102020 |  |  |  | 5110-PY-470A/5110-DSB-001 | [28 empty] | 5110-DSB-001
| 5110-PY-470B |  | 5110-PD-470 | E/P POSITIONER |  |  | AORH | DCS | Field | [7 empty] | IS | 4503-VZ-DM-T51102020 |  |  |  | 5110-PY-470B/5110-DSB-001 | [28 empty] | 5110-DSB-001
| 5110-PT-472 |  | 5110-PD-472 | PRESSURE TRANSMITTER |  |  | AIRH | DCS | Field | [7 empty] | IS | 4503-VZ-DM-T51102020 |  |  |  | 5110-PT-472/5110-DSB-001 | [28 empty] | 5110-DSB-001
| 5110-PY-472 |  | 5110-PD-472 | E/P POSITIONER |  |  | AORH | DCS | Field | [7 empty] | IS | 4503-VZ-DM-T51102020 |  |  |  | 5110-PY-472/5110-DSB-001 | [28 empty] | 5110-DSB-001
| 5110-PT-476 |  | 5110-PD-476 | PRESSURE TRANSM. - DIAPH. WITH CAPILLARY |  |  | AIRH | DCS | Field | [7 empty] | IS | 4503-VZ-DM-T51102021 |  |  |  | 5110-PT-476/6190-DSB-001 | [28 empty] | 6190-DSB-001
| 5110-PY-476A |  | 5110-PD-476 | E/P POSITIONER |  |  | AORH | DCS | Field | [7 empty] | IS | 4503-VZ-DM-T51102021 |  |  |  | 5110-PY-476A/6190-DSB-001 | [28 empty] | 6190-DSB-001
| 5110-PY-476B |  | 5110-PD-476 | E/P POSITIONER |  |  | AORH | DCS | Field | [7 empty] | IS | 4503-VZ-DM-T51102021 |  |  |  | 5110-PY-476B/6190-DSB-001 | [28 empty] | 6190-DSB-001
| 5110-PDT-480 |  | 5110-PD-480 | PRESSURE TRANSM. - DIFF. DIAPH. WITH CAP |  |  | AIRH | DCS | Field | [7 empty] | IS | 4503-VZ-DM-T51102012 |  |  |  | 5110-PDT-480/5110-DSB-001 | [28 empty] | 5110-DSB-001
| 5110-PT-482P |  | 5110-PD-482P | PRESSURE TRANSMITTER |  |  | AIRH | DCS | Field | [7 empty] | IS | 4503-GG-VD-BD034T0151P1013AB086 | 51-P-1013A | 51-P-1013 A/B | 51-P-1013_G1 | 5110-PT-482P/5120-DSB-004 | [28 empty] | 5120-DSB-004
| 5110-PT-483P |  | 5110-PD-483P | PRESSURE TRANSMITTER |  |  | AIRH | DCS | Field | [7 empty] | IS | 4503-GG-VD-BD034T0151P1013AB086 | 51-P-1013B | 51-P-1013 A/B | 51-P-1013_G2 | 5110-PT-483P/5120-DSB-004 | [28 empty] | 5120-DSB-004
| 5110-PIT-484P |  | 5110-PD-484P | PRESSURE IND. TRANSMITTER |  |  | AIRH | DCS | Field | [7 empty] | IS | 4503-GG-VD-BD018T0151P1003ABCD059 | 51-P-1003A | 51-P-1003 A to D | 51-P-1003_G1 | 5110-PIT-484P/5120-DSB-004 | [28 empty] | 5120-DSB-004
| 5110-PDT-485 |  | 5110-PD-485 | PRESSURE TRANSM. - DIFF. DIAPH. WITH CAP |  |  | AIRH | DCS | Field | [7 empty] | IS | 4503-VZ-DM-T51102026 | 51-F-1009 |  |  | 5110-PDT-485/6190-DSB-002 | [28 empty] | 6190-DSB-002
| 5110-PIT-485P |  | 5110-PD-485P | PRESSURE IND. TRANSMITTER |  |  | AIRH | DCS | Field | [7 empty] | IS | 4503-GG-VD-BD018T0151P1003ABCD059 | 51-P-1003B | 51-P-1003 A to D | 51-P-1003_G2 | 5110-PIT-485P/5120-DSB-004 | [28 empty] | 5120-DSB-004
| 5110-PDT-486 |  | 5110-PD-486 | PRESSURE TRANSM. - DIFF. DIAPH. WITH CAP |  |  | AIRH | DCS | Field | [7 empty] | IS | 4503-VZ-DM-T51102013 |  |  |  | 5110-PDT-486/6190-DSB-002 | [28 empty] | 6190-DSB-002
| 5110-PIT-486P |  | 5110-PD-486P | PRESSURE IND. TRANSMITTER |  |  | AIRH | DCS | Field | [7 empty] | IS | 4503-GG-VD-BD018T0151P1003ABCD059 | 51-P-1003C | 51-P-1003 A to D | 51-P-1003_G3 | 5110-PIT-486P/5120-DSB-004 | [28 empty] | 5120-DSB-004
| 5110-PT-487 |  | 5110-PD-487 | PRESSURE TRANSM. - DIAPH. WITH CAPILLARY |  |  | AIRH | DCS | Field | [7 empty] | IS | 4503-VZ-DM-T51102013 |  |  |  | 5110-PT-487/5110-DSB-001 | [28 empty] | 5110-DSB-001
| 5110-PIT-487P |  | 5110-PD-487P | PRESSURE IND. TRANSMITTER |  |  | AIRH | DCS | Field | [7 empty] | IS | 4503-GG-VD-BD018T0151P1003ABCD059 | 51-P-1003D | 51-P-1003 A to D | 51-P-1003_G4 | 5110-PIT-487P/5120-DSB-004 | [28 empty] | 5120-DSB-004
| 5110-PIT-489P |  | 5110-PD-489P | PRESSURE IND. TRANSMITTER |  |  | AIRH | DCS | Field | [7 empty] | IS | 4503-GG-VD-BD018T0151P1004AS060 | 51-P-1004A | 51-P-1004 A/S |  | 5110-PIT-489P/5120-DSB-004 | [28 empty] | 5120-DSB-004
| 5110-PDT-492 |  | 5110-PD-492 | PRESSURE TRANSM. - DIFF. DIAPH. WITH CAP |  |  | AIRH | DCS | Field | [7 empty] | IS | 4503-VZ-DM-T51102011 |  |  |  | 5110-PDT-492/5110-DSB-001 | [28 empty] | 5110-DSB-001
| 5110-PT-493 |  | 5110-PD-493 | PRESSURE TRANSM. - DIAPH. WITH CAPILLARY |  |  | AIRH | DCS | Field | [7 empty] | IS | 4503-VZ-DM-T51102011 |  |  |  | 5110-PT-493/5110-DSB-001 | [28 empty] | 5110-DSB-001
| 5110-PIT-494P |  | 5110-PD-494P | PRESSURE IND. TRANSMITTER |  |  | AIRH | DCS | Field | [7 empty] | IS | 4503-GG-VD-BD018T0151P1006AB061 | 51-P-1006A | 51-P-1006 A/B | 51-P-1006_G1 | 5110-PIT-494P/5120-DSB-004 | [28 empty] | 5120-DSB-004
| 5110-PT-495 |  | 5110-PD-495 | PRESSURE TRANSM. - DIAPH. WITH CAPILLARY |  |  | AIRH | DCS | Field | [7 empty] | IS | 4503-VZ-DM-T51102012 |  |  |  | 5110-PT-495/5110-DSB-001 | [28 empty] | 5110-DSB-001
| 5110-PIT-495P |  | 5110-PD-495P | PRESSURE IND. TRANSMITTER |  |  | AIRH | DCS | Field | [7 empty] | IS | 4503-GG-VD-BD018T0151P1006AB061 | 51-P-1006B | 51-P-1006 A/B | 51-P-1006_G2 | 5110-PIT-495P/5120-DSB-004 | [28 empty] | 5120-DSB-004
| 5110-PT-503 |  | 5110-PD-503 | PRESSURE TRANSM. - DIAPH. WITH CAPILLARY |  |  | AIRH | DCS | Field | [7 empty] | IS | 4503-VZ-DM-T51102022 |  |  |  | 5110-PT-503/5120-DSB-001 | [28 empty] | 5120-DSB-001
| 5110-PY-503A |  | 5110-PD-503 | E/P POSITIONER |  |  | AORH | DCS | Field | [7 empty] | IS | 4503-VZ-DM-T51102022 |  |  |  | 5110-PY-503A/5120-DSB-001 | [28 empty] | 5120-DSB-001
| 5110-PY-503B |  | 5110-PD-503 | E/P POSITIONER |  |  | AORH | DCS | Field | [7 empty] | IS | 4503-VZ-DM-T51102022 |  |  |  | 5110-PY-503B/5120-DSB-001 | [28 empty] | 5120-DSB-001
| 5110-PT-504P |  | 5110-PD-504P | PRESSURE TRANSMITTER |  |  | AIRH | DCS | Field | [7 empty] | IS | 4503-GG-VD-BD034T0151P1013AB086 | 51-P-1013A | 51-P-1013 A/B | 51-P-1013_G1 | 5110-PT-504P/5120-DSB-002 | [28 empty] | 5120-DSB-002
| 5110-PT-505P |  | 5110-PD-505P | PRESSURE TRANSMITTER |  |  | AIRH | DCS | Field | [7 empty] | IS | 4503-GG-VD-BD034T0151P1013AB086 | 51-P-1013B | 51-P-1013 A/B | 51-P-1013_G2 | 5110-PT-505P/5120-DSB-002 | [28 empty] | 5120-DSB-002
| 5110-PT-506 |  | 5110-PD-506 | PRESSURE TRANSM. - DIAPH. WITH CAPILLARY |  |  | AIRH | DCS | Field | [7 empty] | IS | 4503-VZ-DM-T51102034 |  |  |  | 5110-PT-506/6190-DSB-002 | [28 empty] | 6190-DSB-002
| 5110-PDT-507 |  | 5110-PD-507 | PRESSURE TRANSM. - DIFF. DIAPH. WITH CAP |  |  | AIRH | DCS | Field | [7 empty] | IS | 4503-VZ-DM-T51102016 | 51-E-1006A |  |  | 5110-PDT-507/6190-DSB-002 | [28 empty] | 6190-DSB-002
| 5110-PY-508 |  | 5110-PD-508 | E/P POSITIONER |  |  | AORH | DCS | Field | [7 empty] | IS | 4503-VZ-DM-T51102016 |  |  |  | 5110-PY-508/6190-DSB-001 | [28 empty] | 6190-DSB-001
| 5110-PT-508 |  | 5110-PD-508 | PRESSURE TRANSMITTER |  |  | AIRH | DCS | Field | [7 empty] | IS | 4503-VZ-DM-T51102016 |  |  |  | 5110-PT-508/6190-DSB-001 | [28 empty] | 6190-DSB-001
| 5110-PT-509P |  | 5110-PD-509P | PRESSURE TRANSMITTER |  |  | AIRH | DCS | Field | [7 empty] | IS | 4503-GG-VD-BD034T0151P1013AB086 | 51-P-1013A | 51-P-1013 A/B | 51-P-1013_G1 | 5110-PT-509P/5120-DSB-002 | [28 empty] | 5120-DSB-002
| 5110-PT-510P |  | 5110-PD-510P | PRESSURE TRANSMITTER |  |  | AIRH | DCS | Field | [7 empty] | IS | 4503-GG-VD-BD034T0151P1013AB086 | 51-P-1013B | 51-P-1013 A/B | 51-P-1013_G2 | 5110-PT-510P/5120-DSB-002 | [28 empty] | 5120-DSB-002
| 5110-PT-511 |  | 5110-PD-511 | PRESSURE TRANSMITTER |  |  | AIRH | DCS | Field | [7 empty] | IS | 4503-VZ-DM-T51102024 |  |  |  | 5110-PT-511/5120-DSB-002 | [28 empty] | 5120-DSB-002
| 5110-PY-511A |  | 5110-PD-511 | E/P POSITIONER |  |  | AORH | DCS | Field | [7 empty] | IS | 4503-VZ-DM-T51102024 |  |  |  | 5110-PY-511A/5120-DSB-002 | [28 empty] | 5120-DSB-002
| 5110-PY-511B |  | 5110-PD-511 | E/P POSITIONER |  |  | AORH | DCS | Field | [7 empty] | IS | 4503-VZ-DM-T51102024 |  |  |  | 5110-PY-511B/5120-DSB-002 | [28 empty] | 5120-DSB-002
| 5110-PT-517P |  | 5110-PD-517P | PRESSURE TRANSMITTER |  |  | AIRH | DCS | Field | [7 empty] | IS | 4503-GG-VD-BD034T0151P1005AB085 | 51-P-1005A | 51-P-1005 A/B | 51-P-1005_G1 | 5110-PT-517P/5120-DSB-004 | [28 empty] | 5120-DSB-004
| 5110-PT-518P |  | 5110-PD-518P | PRESSURE TRANSMITTER |  |  | AIRH | DCS | Field | [7 empty] | IS | 4503-GG-VD-BD034T0151P1005AB085 | 51-P-1005B | 51-P-1005 A/B | 51-P-1005_G1 | 5110-PT-518P/5120-DSB-004 | [28 empty] | 5120-DSB-004
| 5110-PT-522P |  | 5110-PD-522P | PRESSURE TRANSMITTER |  |  | AIRH | DCS | Field | [7 empty] | IS | 4503-VZ-DM-T51102005 | 51-P-1012B | 51-P-1012 A/B | 51-P-1012_G2 | 5110-PT-522P/5120-DSB-003 | [28 empty] | 5120-DSB-003
| 5110-PT-523P |  | 5110-PD-523P | PRESSURE TRANSMITTER |  |  | AIRH | DCS | Field | [7 empty] | IS | 4503-VZ-DM-T51102020 | 51-P-1010A | 51-P-1010 A/B | 51-P-1010_G1 | 5110-PT-523P/5120-DSB-003 | [28 empty] | 5120-DSB-003
| 5110-PT-524P |  | 5110-PD-524P | PRESSURE TRANSMITTER |  |  | AIRH | DCS | Field | [7 empty] | IS | 4503-VZ-DM-T51102020 | 51-P-1010B | 51-P-1010 A/B | 51-P-1010_G2 | 5110-PT-524P/5120-DSB-003 | [28 empty] | 5120-DSB-003
| 5110-HY-188P |  | 5110-HD-188P | PUMP STROKE ADJUSTMENT |  |  | AORH | DCS | Field | [7 empty] | NIS | 4503-VZ-DM-T51102005 | 51-P-1012A | 51-P-1012A/B | 51-P-1012_G1 | 5110-HY-188P/5120-DSB-003 | [28 empty] | 5120-DSB-003
| 5110-PT-550 |  | 5110-PD-550 | PRESSURE TRANSM. - DIAPH. WITH CAPILLARY |  |  | AIRH | DCS | Field | [7 empty] | IS | 4503-VZ-DM-T51102017 |  |  |  | 5110-PT-550/5120-DSB-001 | [28 empty] | 5120-DSB-001
| 5110-PT-551 |  | 5110-PD-551 | PRESSURE TRANSM. - DIAPH. WITH CAPILLARY |  |  | AIRH | DCS | Field | [7 empty] | IS | 4503-VZ-DM-T51102017 |  |  |  | 5110-PT-551/5120-DSB-001 | [28 empty] | 5120-DSB-001
| 5110-PT-563P |  | 5110-PD-563P | PRESSURE TRANSMITTER |  |  | AIRH | DCS | Field | [7 empty] | IS | 4503-GG-VD-BD034T0151P1005AB085 | 51-P-1005A | 51-P-1005 A/B | 51-P-1005_G1 | 5110-PT-563P/5120-DSB-004 | [28 empty] | 5120-DSB-004
| 5110-PT-564P |  | 5110-PD-564P | PRESSURE TRANSMITTER |  |  | AIRH | DCS | Field | [7 empty] | IS | 4503-GG-VD-BD034T0151P1005AB085 | 51-P-1005B | 51-P-1005 A/B | 51-P-1005_G2 | 5110-PT-564P/5120-DSB-004 | [28 empty] | 5120-DSB-004
| 5110-PT-565P |  | 5110-PD-565P | PRESSURE TRANSMITTER |  |  | AIRH | DCS | Field | [7 empty] | IS | 4503-GG-VD-BD034T0151P1005AB085 | 51-P-1005A | 51-P-1005 A/B | 51-P-1005_G2 | 5110-PT-565P/6190-DSB-002 | [28 empty] | 6190-DSB-002
| 5110-PT-566P |  | 5110-PD-566P | PRESSURE TRANSMITTER |  |  | AIRH | DCS | Field | [7 empty] | IS | 4503-GG-VD-BD034T0151P1005AB085 | 51-P-1005B | 51-P-1005 A/B | 51-P-1005_G2 | 5110-PT-566P/6190-DSB-002 | [28 empty] | 6190-DSB-002
| 5110-PDT-567 |  | 5110-PD-567 | PRESSURE TRANSM. - DIFF. DIAPH. WITH CAP |  |  | AIRH | DCS | Field | [7 empty] | IS | 4503-VZ-DM-T51102014 | 51-F-1006B |  |  | 5110-PDT-567/5110-DSB-001 | [28 empty] | 5110-DSB-001
| 5110-PT-568 |  | 5110-PD-568 | PRESSURE TRANSM. - DIAPH. WITH CAPILLARY |  |  | AIRH | DCS | Field | [7 empty] | IS | 4503-VZ-DM-T51102014 |  |  |  | 5110-PT-568/5120-DSB-001 | [28 empty] | 5120-DSB-001
| 5110-PT-571 |  | 5110-PD-571 | PRESSURE TRANSM. - DIAPH. WITH CAPILLARY |  |  | AIRH | DCS | Field | [7 empty] | IS | 4503-VZ-DM-T51102034 |  |  |  | 5110-PT-571/6190-DSB-002 | [28 empty] | 6190-DSB-002
| 5110-PDT-572 |  | 5110-PD-572 | PRESSURE TRANSM. - DIFF. DIAPH. WITH CAP |  |  | AIRH | DCS | Field | [7 empty] | IS | 4503-VZ-DM-T51102016 | 51-E-1006B |  |  | 5110-PDT-572/6190-DSB-002 | [28 empty] | 6190-DSB-002
| 5110-PT-578 |  | 5110-PD-578 | PRESSURE TRANSMITTER |  |  | AIRH | DCS | Field | [7 empty] | IS | 4503-VZ-DM-T51102020 |  |  |  | 5110-PT-578/5110-DSB-003 | [28 empty] | 5110-DSB-003
| 5110-PY-578 |  | 5110-PD-578 | E/P POSITIONER |  |  | AORH | DCS | Field | [7 empty] | IS | 4503-VZ-DM-T51102020 |  |  |  | 5110-PY-578/5110-DSB-003 | [28 empty] | 5110-DSB-003
| 5110-PT-579 |  | 5110-PD-579 | PRESSURE TRANSMITTER |  |  | AIRH | DCS | Field | [7 empty] | IS | 4503-VZ-DM-T51102020 |  |  |  | 5110-PT-579/5110-DSB-003 | [28 empty] | 5110-DSB-003
| 5110-PY-579 |  | 5110-PD-579 | E/P POSITIONER |  |  | AORH | DCS | Field | [7 empty] | IS | 4503-VZ-DM-T51102020 |  |  |  | 5110-PY-579/5110-DSB-003 | [28 empty] | 5110-DSB-003
| 5110-PZT-432A |  | 5110-PZ-432A | PRESSURE TRANSMITTER - DIAPHRAGM |  |  | AIRH | SIS | Field | [7 empty] | IS | 4503-VZ-DM-T51102009 |  |  | 5110-PZ-432_G1 | 5110-PZT-432A/5120-SSB-001 | [28 empty] | 5120-SSB-001
| 5110-PZT-432B |  | 5110-PZ-432B | PRESSURE TRANSMITTER - DIAPHRAGM |  |  | AIRH | SIS | Field | [7 empty] | IS | 4503-VZ-DM-T51102009 |  |  | 5110-PZ-432_G1 | 5110-PZT-432B/5120-SSB-001 | [28 empty] | 5120-SSB-001
| 5110-PZT-481 |  | 5110-PZ-481 | PRESSURE TRANSMITTER |  |  | AIRH | SIS | Field | [7 empty] | IS | 4503-VZ-DM-T51102017 |  |  |  | 5110-PZT-481/5120-SSB-001 | [28 empty] | 5120-SSB-001
| 5110-TT-601 |  | 5110-TD-601 | TEMPERATURE TRANSM. - HEAD MOUNT |  |  | AIRH | DCS | Field | [7 empty] | IS | 4503-VZ-DM-T51102014 |  |  |  | 5110-TT-601/5110-DSB-001 | [28 empty] | 5110-DSB-001
| 5110-TT-602 |  | 5110-TD-602 | TEMPERATURE TRANSM. - HEAD MOUNT |  |  | AIRH | DCS | Field | [7 empty] | IS | 4503-VZ-DM-T51102014 |  |  |  | 5110-TT-602/5110-DSB-001 | [28 empty] | 5110-DSB-001
| 5110-TT-605 |  | 5110-TD-605 | TEMPERATURE TRANSM. - HEAD MOUNT |  |  | AIRH | DCS | Field | [7 empty] | IS | 4503-VZ-DM-T51102018 |  |  |  | 5110-TT-605/5120-DSB-001 | [28 empty] | 5120-DSB-001
| 5110-TT-609 |  | 5110-TD-609 | TEMPERATURE TRANSM. - HEAD MOUNT |  |  | AIRH | DCS | Field | [7 empty] | IS | 4503-VZ-DM-T51102008 |  |  |  | 5110-TT-609/5120-DSB-001 | [28 empty] | 5120-DSB-001
| 5110-TT-610 |  | 5110-TD-610 | TEMPERATURE TRANSM. - HEAD MOUNT |  |  | AIRH | DCS | Field | [7 empty] | IS | 4503-VZ-DM-T51102015 |  |  |  | 5110-TT-610/5110-DSB-001 | [28 empty] | 5110-DSB-001
| 5110-TT-611 |  | 5110-TD-611 | TEMPERATURE TRANSM. - HEAD MOUNT |  |  | AIRH | DCS | Field | [7 empty] | IS | 4503-VZ-DM-T51102015 |  |  |  | 5110-TT-611/5110-DSB-001 | [28 empty] | 5110-DSB-001
| 5110-TT-612 |  | 5110-TD-612 | TEMPERATURE TRANSM. - HEAD MOUNT |  |  | AIRH | DCS | Field | [7 empty] | IS | 4503-VZ-DM-T51102008 | 51-R-1003 |  |  | 5110-TT-612/6190-DSB-001 | [28 empty] | 6190-DSB-001
| 5110-TT-613 |  | 5110-TD-613 | TEMPERATURE TRANSM. - HEAD MOUNT |  |  | AIRH | DCS | Field | [7 empty] | IS | 4503-VZ-DM-T51102008 | 51-R-1003 |  |  | 5110-TT-613/6190-DSB-001 | [28 empty] | 6190-DSB-001
| 5110-TT-614 |  | 5110-TD-614 | TEMPERATURE TRANSM. - HEAD MOUNT |  |  | AIRH | DCS | Field | [7 empty] | IS | 4503-VZ-DM-T51102008 | 51-R-1003 |  |  | 5110-TT-614/6190-DSB-001 | [28 empty] | 6190-DSB-001
| 5110-TT-615 |  | 5110-TD-615 | TEMPERATURE TRANSM. - HEAD MOUNT |  |  | AIRH | DCS | Field | [7 empty] | IS | 4503-VZ-DM-T51102010 |  |  |  | 5110-TT-615/6190-DSB-001 | [28 empty] | 6190-DSB-001
| 5110-TT-616 |  | 5110-TD-616 | TEMPERATURE TRANSM. - HEAD MOUNT |  |  | AIRH | DCS | Field | [7 empty] | IS | 4503-VZ-DM-T51102010 |  |  |  | 5110-TT-616/5110-DSB-001 | [28 empty] | 5110-DSB-001
| 5110-TT-618 |  | 5110-TD-618 | TEMPERATURE TRANSM. - HEAD MOUNT |  |  | AIRH | DCS | Field | [7 empty] | IS | 4503-VZ-DM-T51102010 |  |  |  | 5110-TT-618/5110-DSB-001 | [28 empty] | 5110-DSB-001
| 5110-TY-618 |  | 5110-TD-618 | E/P POSITIONER |  |  | AORH | DCS | Field | [7 empty] | IS | 4503-VZ-DM-T51102010 |  |  |  | 5110-TY-618/5110-DSB-001 | [28 empty] | 5110-DSB-001
| 5110-TT-619 |  | 5110-TD-619 | TEMPERATURE TRANSM. - HEAD MOUNT |  |  | AIRH | DCS | Field | [7 empty] | IS | 4503-VZ-DM-T51102010 |  |  |  | 5110-TT-619/5110-DSB-001 | [28 empty] | 5110-DSB-001
| 5110-TT-620 |  | 5110-TD-620 | TEMPERATURE TRANSM. - HEAD MOUNT |  |  | AIRH | DCS | Field | [7 empty] | IS | 4503-VZ-DM-T51102023 |  |  |  | 5110-TT-620/5110-DSB-001 | [28 empty] | 5110-DSB-001
| 5110-TT-621 |  | 5110-TD-621 | TEMPERATURE TRANSM. - HEAD MOUNT |  |  | AIRH | DCS | Field | [7 empty] | IS | 4503-VZ-DM-T51102009 | 51-R-1003 |  |  | 5110-TT-621/5120-DSB-001 | [28 empty] | 5120-DSB-001
| 5110-TT-627 |  | 5110-TD-627 | TEMPERATURE TRANSM. - HEAD MOUNT |  |  | AIRH | DCS | Field | [7 empty] | IS | 4503-VZ-DM-T51102017 |  |  |  | 5110-TT-627/5120-DSB-001 | [28 empty] | 5120-DSB-001
| 5110-TT-628 |  | 5110-TD-628 | TEMPERATURE TRANSM. - HEAD MOUNT |  |  | AIRH | DCS | Field | [7 empty] | IS | 4503-VZ-DM-T51102033 |  |  |  | 5110-TT-628/5120-DSB-001 | [28 empty] | 5120-DSB-001
| 5110-TY-628 |  | 5110-TD-628 | E/P POSITIONER |  |  | AORH | DCS | Field | [7 empty] | IS | 4503-VZ-DM-T51102033 |  |  |  | 5110-TY-628/5120-DSB-001 | [28 empty] | 5120-DSB-001
| 5110-TT-629 |  | 5110-TD-629 | TEMPERATURE TRANSM. - HEAD MOUNT |  |  | AIRH | DCS | Field | [7 empty] | IS | 4503-VZ-DM-T51102033 |  |  |  | 5110-TT-629/5120-DSB-001 | [28 empty] | 5120-DSB-001
| 5110-TT-630 |  | 5110-TD-630 | TEMPERATURE TRANSM. - HEAD MOUNT |  |  | AIRH | DCS | Field | [7 empty] | IS | 4503-VZ-DM-T51102018 |  |  |  | 5110-TT-630/5120-DSB-001 | [28 empty] | 5120-DSB-001
| 5110-TT-631 |  | 5110-TD-631 | TEMPERATURE TRANSM. - HEAD MOUNT |  |  | AIRH | DCS | Field | [7 empty] | IS | 4503-VZ-DM-T51102018 |  |  |  | 5110-TT-631/5120-DSB-001 | [28 empty] | 5120-DSB-001
| 5110-TT-632 |  | 5110-TD-632 | TEMPERATURE TRANSM. - HEAD MOUNT |  |  | AIRH | DCS | Field | [7 empty] | IS | 4503-VZ-DM-T51102018 | 51-V-1008 |  |  | 5110-TT-632/6190-DSB-001 | [28 empty] | 6190-DSB-001
| 5110-TT-633 |  | 5110-TD-633 | TEMPERATURE TRANSM. - HEAD MOUNT |  |  | AIRH | DCS | Field | [7 empty] | IS | 4503-VZ-DM-T51102019 | 51-V-1009A |  |  | 5110-TT-633/6190-DSB-002 | [28 empty] | 6190-DSB-002
| 5110-TT-634 |  | 5110-TD-634 | TEMPERATURE TRANSM. - HEAD MOUNT |  |  | AIRH | DCS | Field | [7 empty] | IS | 4503-VZ-DM-T51102019 | 51-V-1009B |  |  | 5110-TT-634/6190-DSB-002 | [28 empty] | 6190-DSB-002
| 5110-TT-635 |  | 5110-TD-635 | TEMPERATURE TRANSM. - HEAD MOUNT |  |  | AIRH | DCS | Field | [7 empty] | IS | 4503-VZ-DM-T51102021 |  |  |  | 5110-TT-635/6190-DSB-001 | [28 empty] | 6190-DSB-001
| 5110-TY-637 |  | 5110-TD-637 | E/P POSITIONER |  |  | AORH | DCS | Field | [7 empty] | IS | 4503-VZ-DM-T51102012 |  |  |  | 5110-TY-637/5110-DSB-001 | [28 empty] | 5110-DSB-001
| 5110-TT-637 |  | 5110-TD-637 | TEMPERATURE TRANSM. - HEAD MOUNT |  |  | AIRH | DCS | Field | [7 empty] | IS | 4503-VZ-DM-T51102012 |  |  |  | 5110-TT-637/5110-DSB-001 | [28 empty] | 5110-DSB-001
| 5110-TT-638 |  | 5110-TD-638 | TEMPERATURE TRANSM. - HEAD MOUNT |  |  | AIRH | DCS | Field | [7 empty] | IS | 4503-VZ-DM-T51102012 |  |  |  | 5110-TT-638/6190-DSB-001 | [28 empty] | 6190-DSB-001
| 5110-TT-639 |  | 5110-TD-639 | TEMPERATURE TRANSM. - HEAD MOUNT |  |  | AIRH | DCS | Field | [7 empty] | IS | 4503-VZ-DM-T51102012 |  |  |  | 5110-TT-639/5110-DSB-001 | [28 empty] | 5110-DSB-001
| 5110-TT-640 |  | 5110-TD-640 | TEMPERATURE TRANSM. - HEAD MOUNT |  |  | AIRH | DCS | Field | [7 empty] | IS | 4503-VZ-DM-T51102018 |  |  |  | 5110-TT-640/5120-DSB-001 | [28 empty] | 5120-DSB-001
| 5110-TT-649 |  | 5110-TD-649 | TEMPERATURE TRANSM. - HEAD MOUNT |  |  | AIRH | DCS | Field | [7 empty] | IS | 4503-VZ-DM-T51102013 |  |  |  | 5110-TT-649/5110-DSB-001 | [28 empty] | 5110-DSB-001
| 5110-TY-649 |  | 5110-TD-649 | E/P POSITIONER |  |  | AORH | DCS | Field | [7 empty] | IS | 4503-VZ-DM-T51102013 |  |  |  | 5110-TY-649/5110-DSB-001 | [28 empty] | 5110-DSB-001
| 5110-TT-650 |  | 5110-TD-650 | TEMPERATURE TRANSM. - HEAD MOUNT |  |  | AIRH | DCS | Field | [7 empty] | IS | 4503-VZ-DM-T51102012 |  |  |  | 5110-TT-650/5110-DSB-001 | [28 empty] | 5110-DSB-001
| 5110-TT-651 |  | 5110-TD-651 | TEMPERATURE TRANSM. - HEAD MOUNT |  |  | AIRH | DCS | Field | [7 empty] | IS | 4503-VZ-DM-T51102010 |  |  |  | 5110-TT-651/5110-DSB-001 | [28 empty] | 5110-DSB-001
| 5110-TT-652 |  | 5110-TD-652 | TEMPERATURE TRANSM. - HEAD MOUNT |  |  | AIRH | DCS | Field | [7 empty] | IS | 4503-VZ-DM-T51102011 |  |  |  | 5110-TT-652/5110-DSB-001 | [28 empty] | 5110-DSB-001
| 5110-TT-653 |  | 5110-TD-653 | TEMPERATURE TRANSM. - HEAD MOUNT |  |  | AIRH | DCS | Field | [7 empty] | IS | 4503-VZ-DM-T51102012 |  |  |  | 5110-TT-653/5110-DSB-001 | [28 empty] | 5110-DSB-001
| 5110-TT-657 |  | 5110-TD-657 | TEMPERATURE TRANSM. - HEAD MOUNT |  |  | AIRH | DCS | Field | [7 empty] | IS | 4503-VZ-DM-T51102013 |  |  |  | 5110-TT-657/5110-DSB-001 | [28 empty] | 5110-DSB-001
| 5110-TT-658 |  | 5110-TD-658 | TEMPERATURE TRANSM. - HEAD MOUNT |  |  | AIRH | DCS | Field | [7 empty] | IS | 4503-VZ-DM-T51102011 |  |  |  | 5110-TT-658/5110-DSB-001 | [28 empty] | 5110-DSB-001
| 5110-TY-658 |  | 5110-TD-658 | E/P POSITIONER |  |  | AORH | DCS | Field | [7 empty] | IS | 4503-VZ-DM-T51102011 |  |  |  | 5110-TY-658/5110-DSB-001 | [28 empty] | 5110-DSB-001
| 5110-TT-659 |  | 5110-TD-659 | TEMPERATURE TRANSM. - HEAD MOUNT |  |  | AIRH | DCS | Field | [7 empty] | IS | 4503-VZ-DM-T51102011 |  |  |  | 5110-TT-659/6190-DSB-001 | [28 empty] | 6190-DSB-001
| 5110-TT-660 |  | 5110-TD-660 | TEMPERATURE TRANSM. - HEAD MOUNT |  |  | AIRH | DCS | Field | [7 empty] | IS | 4503-VZ-DM-T51102011 |  |  |  | 5110-TT-660/5110-DSB-001 | [28 empty] | 5110-DSB-001
| 5110-TT-661 |  | 5110-TD-661 | TEMPERATURE TRANSM. - HEAD MOUNT |  |  | AIRH | DCS | Field | [7 empty] | IS | 4503-VZ-DM-T51102011 |  |  |  | 5110-TT-661/5110-DSB-001 | [28 empty] | 5110-DSB-001
| 5110-TT-665 |  | 5110-TD-665 | TEMPERATURE TRANSM. - HEAD MOUNT |  |  | AIRH | DCS | Field | [7 empty] | IS | 4503-VZ-DM-T51102013 |  |  |  | 5110-TT-665/5110-DSB-001 | [28 empty] | 5110-DSB-001
| 5110-TT-666 |  | 5110-TD-666 | TEMPERATURE TRANSM. - HEAD MOUNT |  |  | AIRH | DCS | Field | [7 empty] | IS | 4503-VZ-DM-T51102013 |  |  |  | 5110-TT-666/6190-DSB-002 | [28 empty] | 6190-DSB-002
| 5110-TT-667 |  | 5110-TD-667 | TEMPERATURE TRANSM. - HEAD MOUNT |  |  | AIRH | DCS | Field | [7 empty] | IS | 4503-VZ-DM-T51102013 |  |  |  | 5110-TT-667/6190-DSB-001 | [28 empty] | 6190-DSB-001
| 5110-TT-670 |  | 5110-TD-670 | TEMPERATURE TRANSM. - HEAD MOUNT |  |  | AIRH | DCS | Field | [7 empty] | IS | 4503-VZ-DM-T51102016 |  |  |  | 5110-TT-670/6190-DSB-002 | [28 empty] | 6190-DSB-002
| 5110-TT-673 |  | 5110-TD-673 | TEMPERATURE TRANSM. - HEAD MOUNT |  |  | AIRH | DCS | Field | [7 empty] | IS | 4503-VZ-DM-T51102023 |  |  |  | 5110-TT-673/5110-DSB-001 | [28 empty] | 5110-DSB-001
| 5110-TT-692P |  | 5110-TD-692P | TEMPERATURE TRANSM. - HEAD MOUNT |  |  | AIRH | SIS | Field | [7 empty] | IS | 4503-GG-VD-BD018T0151P1003ABCD059 | 51-P-1003A | 51-P-1003 A to D | 51-P-1003_G1 | 5110-TT-692P/5110-SSB-003 | [28 empty] | 5110-SSB-003
| 5110-TT-693P |  | 5110-TD-693P | TEMPERATURE TRANSM. - HEAD MOUNT |  |  | AIRH | SIS | Field | [7 empty] | IS | 4503-GG-VD-BD018T0151P1003ABCD059 | 51-P-1003B | 51-P-1003 A to D | 51-P-1003_G1 | 5110-TT-693P/5110-SSB-003 | [28 empty] | 5110-SSB-003
| 5110-TT-694P |  | 5110-TD-694P | TEMPERATURE TRANSM. - HEAD MOUNT |  |  | AIRH | SIS | Field | [7 empty] | IS | 4503-GG-VD-BD018T0151P1003ABCD059 | 51-P-1003C | 51-P-1003 A to D | 51-P-1003_G2 | 5110-TT-694P/5110-SSB-003 | [28 empty] | 5110-SSB-003
| 5110-TT-695P |  | 5110-TD-695P | TEMPERATURE TRANSM. - HEAD MOUNT |  |  | AIRH | SIS | Field | [7 empty] | IS | 4503-GG-VD-BD018T0151P1003ABCD059 | 51-P-1003D | 51-P-1003 A to D | 51-P-1003_G2 | 5110-TT-695P/5110-SSB-003 | [28 empty] | 5110-SSB-003
| 5110-TT-696P |  | 5110-TD-696P | TEMPERATURE TRANSM. - HEAD MOUNT |  |  | AIRH | SIS | Field | [7 empty] | IS | 4503-GG-VD-BD018T0151P1003ABCD059 | 51-P-1003A | 51-P-1003 A to D | 51-P-1003_G3 | 5110-TT-696P/5110-SSB-003 | [28 empty] | 5110-SSB-003
| 5110-TT-697P |  | 5110-TD-697P | TEMPERATURE TRANSM. - HEAD MOUNT |  |  | AIRH | SIS | Field | [7 empty] | IS | 4503-GG-VD-BD018T0151P1003ABCD059 | 51-P-1003B | 51-P-1003 A to D | 51-P-1003_G3 | 5110-TT-697P/5110-SSB-003 | [28 empty] | 5110-SSB-003
| 5110-TT-698P |  | 5110-TD-698P | TEMPERATURE TRANSM. - HEAD MOUNT |  |  | AIRH | SIS | Field | [7 empty] | IS | 4503-GG-VD-BD018T0151P1003ABCD059 | 51-P-1003C | 51-P-1003 A to D | 51-P-1003_G4 | 5110-TT-698P/5110-SSB-003 | [28 empty] | 5110-SSB-003
| 5110-TT-713 |  | 5110-TD-713 | TEMPERATURE TRANSM. - HEAD MOUNT |  |  | AIRH | DCS | Field | [7 empty] | IS | 4503-VZ-DM-T51102016 |  |  |  | 5110-TT-713/6190-DSB-001 | [28 empty] | 6190-DSB-001
| 5110-TY-713 |  | 5110-TD-713 | E/P POSITIONER |  |  | AORH | DCS | Field | [7 empty] | IS | 4503-VZ-DM-T51102016 |  |  |  | 5110-TY-713/6190-DSB-001 | [28 empty] | 6190-DSB-001
| 5110-TT-714 |  | 5110-TD-714 | TEMPERATURE TRANSM. - HEAD MOUNT |  |  | AIRH | DCS | Field | [7 empty] | IS | 4503-VZ-DM-T51102016 |  |  |  | 5110-TT-714/6190-DSB-002 | [28 empty] | 6190-DSB-002
| 5110-TT-715 |  | 5110-TD-715 | TEMPERATURE TRANSM. - HEAD MOUNT |  |  | AIRH | DCS | Field | [7 empty] | IS | 4503-VZ-DM-T51102023 |  |  |  | 5110-TT-715/5110-DSB-001 | [28 empty] | 5110-DSB-001
| 5110-TT-716 |  | 5110-TD-716 | TEMPERATURE TRANSM. - HEAD MOUNT |  |  | AIRH | DCS | Field | [7 empty] | IS | 4503-VZ-DM-T51102017 |  |  |  | 5110-TT-716/5120-DSB-001 | [28 empty] | 5120-DSB-001
| 5110-TT-717 |  | 5110-TD-717 | TEMPERATURE TRANSM. - HEAD MOUNT |  |  | AIRH | DCS | Field | [7 empty] | IS | 4503-VZ-DM-T51102016 |  |  |  | 5110-TT-717/6190-DSB-002 | [28 empty] | 6190-DSB-002
| 5110-TT-718 |  | 5110-TD-718 | TEMPERATURE TRANSM. - HEAD MOUNT |  |  | AIRH | DCS | Field | [7 empty] | IS | 4503-VZ-DM-T51102016 |  |  |  | 5110-TT-718/6190-DSB-002 | [28 empty] | 6190-DSB-002
| 5110-TT-751P |  | 5110-TD-751P | TEMPERATURE TRANSM. - HEAD MOUNT |  |  | AIRH | SIS | Field | [7 empty] | IS | 4503-GG-VD-BD018T0151P1003ABCD059 | 51-P-1003D | 51-P-1003 A to D | 51-P-1003_G4 | 5110-TT-751P/5110-SSB-003 | [28 empty] | 5110-SSB-003
| 5110-TT-757P |  | 5110-TD-757P | TEMPERATURE TRANSM. - HEAD MOUNT |  |  | AIRH | SIS | Field | [7 empty] | IS | 4503-GG-VD-BD018T0151P1004AS060 | 51-P-1004A | 51-P-1004 A/S |  | 5110-TT-757P/5120-SSB-001 | [28 empty] | 5120-SSB-001
| 5110-TT-758P |  | 5110-TD-758P | TEMPERATURE TRANSM. - HEAD MOUNT |  |  | AIRH | SIS | Field | [7 empty] | IS | 4503-GG-VD-BD018T0151P1004AS060 | 51-P-1004A | 51-P-1004 A/S |  | 5110-TT-758P/5120-SSB-001 | [28 empty] | 5120-SSB-001
| 5110-TT-762P |  | 5110-TD-762P | TEMPERATURE TRANSM. - HEAD MOUNT |  |  | AIRH | SIS | Field | [7 empty] | IS | 4503-GG-VD-BD018T0151P1006AB061 | 51-P-1006A | 51-P-1006 A/B | 51-P-1006_G1 | 5110-TT-762P/5110-SSB-003 | [28 empty] | 5110-SSB-003
| 5110-TT-763P |  | 5110-TD-763P | TEMPERATURE TRANSM. - HEAD MOUNT |  |  | AIRH | SIS | Field | [7 empty] | IS | 4503-GG-VD-BD018T0151P1006AB061 | 51-P-1006B | 51-P-1006 A/B | 51-P-1006_G1 | 5110-TT-763P/5110-SSB-003 | [28 empty] | 5110-SSB-003
| 5110-TT-764P |  | 5110-TD-764P | TEMPERATURE TRANSM. - HEAD MOUNT |  |  | AIRH | SIS | Field | [7 empty] | IS | 4503-GG-VD-BD018T0151P1006AB061 | 51-P-1006A | 51-P-1006 A/B | 51-P-1006_G2 | 5110-TT-764P/5110-SSB-003 | [28 empty] | 5110-SSB-003
| 5110-TT-765P |  | 5110-TD-765P | TEMPERATURE TRANSM. - HEAD MOUNT |  |  | AIRH | SIS | Field | [7 empty] | IS | 4503-GG-VD-BD018T0151P1006AB061 | 51-P-1006B | 51-P-1006 A/B | 51-P-1006_G2 | 5110-TT-765P/5110-SSB-003 | [28 empty] | 5110-SSB-003
| 5110-TZT-611A |  | 5110-TZ-611A | TEMPERATURE TRANSM. - HEAD MOUNT |  |  | AIRH | SIS | Field | [7 empty] | IS | 4503-VZ-DM-T51102008 | 51-R-1003 |  | 5110-TZ-611_G1 | 5110-TZT-611A/6190-SSB-002 | [28 empty] | 6190-SSB-002
| 5110-TZT-611B |  | 5110-TZ-611B | TEMPERATURE TRANSM. - HEAD MOUNT |  |  | AIRH | SIS | Field | [7 empty] | IS | 4503-VZ-DM-T51102008 | 51-R-1003 |  | 5110-TZ-611_G2 | 5110-TZT-611B/6190-SSB-002 | [28 empty] | 6190-SSB-002
| 5110-TZT-611C |  | 5110-TZ-611C | TEMPERATURE TRANSM. - HEAD MOUNT |  |  | AIRH | SIS | Field | [7 empty] | IS | 4503-VZ-DM-T51102008 | 51-R-1003 |  | 5110-TZ-611_G3 | 5110-TZT-611C/6190-SSB-002 | [28 empty] | 6190-SSB-002
| 5110-TZT-617 |  | 5110-TZ-617 | TEMPERATURE TRANSM. - HEAD MOUNT |  |  | AIRH | SIS | Field | [7 empty] | IS | 4503-VZ-DM-T51102010 |  |  |  | 5110-TZT-617/5110-SSB-001 | [28 empty] | 5110-SSB-001
| 5110-HY-189P |  | 5110-HD-189P | PUMP STROKE ADJUSTMENT |  |  | AORH | DCS | Field | [7 empty] | NIS | 4503-VZ-DM-T51102005 | 51-P-1012B | 51-P-1012A/B | 51-P-1012_G2 | 5110-HY-189P/5120-DSB-003 | [28 empty] | 5120-DSB-003
| 5110-TZT-642 |  | 5110-TZ-642 | TEMPERATURE TRANSM. - HEAD MOUNT |  |  | AIRH | SIS | Field | [7 empty] | IS | 4503-VZ-DM-T51102012 |  |  |  | 5110-TZT-642/5110-SSB-001 | [28 empty] | 5110-SSB-001
| 5110-TZT-647 |  | 5110-TZ-647 | TEMPERATURE TRANSM. - HEAD MOUNT |  |  | AIRH | SIS | Field | [7 empty] | IS | 4503-VZ-DM-T51102013 |  |  |  | 5110-TZT-647/5110-SSB-001 | [28 empty] | 5110-SSB-001
| 5110-TZT-654 |  | 5110-TZ-654 | TEMPERATURE TRANSM. - HEAD MOUNT |  |  | AIRH | SIS | Field | [7 empty] | IS | 4503-VZ-DM-T51102012 |  |  |  | 5110-TZT-654/5110-SSB-001 | [28 empty] | 5110-SSB-001
| 5110-TZT-655 |  | 5110-TZ-655 | TEMPERATURE TRANSM. - HEAD MOUNT |  |  | AIRH | SIS | Field | [7 empty] | IS | 4503-VZ-DM-T51102013 |  |  |  | 5110-TZT-655/5110-SSB-001 | [28 empty] | 5110-SSB-001
| 5110-TZT-671 |  | 5110-TZ-671 | TEMPERATURE TRANSM. - HEAD MOUNT |  |  | AIRH | SIS | Field | [7 empty] | IS | 4503-VZ-DM-T51102011 |  |  |  | 5110-TZT-671/5110-SSB-001 | [28 empty] | 5110-SSB-001
| 5110-TZT-674 |  | 5110-TZ-674 | TEMPERATURE TRANSM. - HEAD MOUNT |  |  | AIRH | SIS | Field | [7 empty] | IS | 4503-VZ-DM-T51102023 |  |  |  | 5110-TZT-674/5110-SSB-001 | [28 empty] | 5110-SSB-001
| 5110-TZT-675 |  | 5110-TZ-675 | TEMPERATURE TRANSM. - HEAD MOUNT |  |  | AIRH | SIS | Field | [7 empty] | IS | 4503-VZ-DM-T51102023 |  |  |  | 5110-TZT-675/5110-SSB-001 | [28 empty] | 5110-SSB-001
| 5110-TZT-678 |  | 5110-TZ-678 | TEMPERATURE TRANSM. - HEAD MOUNT |  |  | AIRH | SIS | Field | [7 empty] | IS | 4503-VZ-DM-T51102010 |  |  |  | 5110-TZT-678/5110-SSB-001 | [28 empty] | 5110-SSB-001
| 5110-TZT-679 |  | 5110-TZ-679 | TEMPERATURE TRANSM. - HEAD MOUNT |  |  | AIRH | SIS | Field | [7 empty] | IS | 4503-VZ-DM-T51102011 |  |  |  | 5110-TZT-679/5110-SSB-001 | [28 empty] | 5110-SSB-001
| 5110-WT-901 |  | 5110-WD-901 | WEIGHT TRANSMITTER |  |  | AIRH | DCS | Field |  |  |  |  | 230 VAC |  |  | IS | 4503-VZ-DM-T51102001 | 51-W-1002 |  |  | 5110-WT-901/5110-DSB-001 | [28 empty] | 5110-DSB-001
| 5110-XZZSC-801 |  | 5110-XZ-801 | LIMIT SWITCH - CLOSE |  |  | DIR | SIS | Field | [7 empty] | IS | 4503-VZ-DM-T51102015 |  |  |  | 5110-XZZSC-801/5110-SSB-001 | [28 empty] | 5110-SSB-001
| 5110-XZZSO-801 |  | 5110-XZ-801 | LIMIT SWITCH - OPEN |  |  | DIR | SIS | Field | [7 empty] | IS | 4503-VZ-DM-T51102015 |  |  |  | 5110-XZZSO-801/5110-SSB-001 | [28 empty] | 5110-SSB-001
| 5110-XZY-801 |  | 5110-XZ-801 | SOLENOID VALVE |  |  | DOR | SIS | Field | [7 empty] | NIS | 4503-VZ-DM-T51102015 |  |  |  | 5110-XZY-801/5110-SSB-002 | [28 empty] | 5110-SSB-002
| 5110-XZZSC-802 |  | 5110-XZ-802 | LIMIT SWITCH - CLOSE |  |  | DIR | SIS | Field | [7 empty] | IS | 4503-VZ-DM-T51102001 |  |  |  | 5110-XZZSC-802/5110-SSB-001 | [28 empty] | 5110-SSB-001
| 8919-FSH-227P |  | 8919-FD-227P | FLOW SWITCH - HIGH |  |  | DIR | DCS | Field | [7 empty] | NIS | 4503-SZ-DM-T89192002 | 5110-SS-1003 | SS008000 |  | 8919-FSH-227P/5110-DSB-002 | [28 empty] | 5110-DSB-002
| 5110-XIC-803B |  | 5110-XZ-803 | LAMP |  |  | DOR | DCS | LP | [7 empty] | NIS | 4503-VZ-DM-T51102001 |  |  |  | 5110-XIC-803B/5110-DSB-002 | [28 empty] | 5110-DSB-002
| 5110-HSC-151 |  | 5110-XZ-803 | HAND SWITCH |  |  | DIR | DCS | LP | [7 empty] | NIS | 4503-VZ-DM-T51102001 |  |  |  | 5110-HSC-151/5110-DSB-002 | [28 empty] | 5110-DSB-002
| 5110-XZZSO-802 |  | 5110-XZ-802 | LIMIT SWITCH - OPEN |  |  | DIR | SIS | Field | [7 empty] | IS | 4503-VZ-DM-T51102001 |  |  |  | 5110-XZZSO-802/5110-SSB-001 | [28 empty] | 5110-SSB-001
| 5110-XZY-802 |  | 5110-XZ-802 | SOLENOID VALVE |  |  | DOR | SIS | Field | [7 empty] | NIS | 4503-VZ-DM-T51102001 |  |  |  | 5110-XZY-802/5110-SSB-002 | [28 empty] | 5110-SSB-002
| 5110-XIC-805B |  | 5110-XZ-805 | LAMP |  |  | DOR | DCS | LP | [7 empty] | NIS | 4503-VZ-DM-T51102001 |  |  |  | 5110-XIC-805B/5110-DSB-002 | [28 empty] | 5110-DSB-002
| 5110-XIO-805B |  | 5110-XZ-805 | LAMP |  |  | DOR | DCS | LP | [7 empty] | NIS | 4503-VZ-DM-T51102001 |  |  |  | 5110-XIO-805B/5110-DSB-002 | [28 empty] | 5110-DSB-002
| 5110-XIC-806B |  | 5110-XZ-806 | LAMP |  |  | DOR | DCS | LP | [7 empty] | NIS | 4503-VZ-DM-T51102001 |  |  |  | 5110-XIC-806B/5110-DSB-002 | [28 empty] | 5110-DSB-002
| 5110-HSC-152 |  | 5110-XZ-805 | HAND SWITCH |  |  | DIR | DCS | LP | [7 empty] | NIS | 4503-VZ-DM-T51102001 |  |  |  | 5110-HSC-152/5110-DSB-002 | [28 empty] | 5110-DSB-002
| 5110-HSO-152 |  | 5110-XZ-805 | HAND SWITCH |  |  | DIR | DCS | LP | [7 empty] | NIS | 4503-VZ-DM-T51102001 |  |  |  | 5110-HSO-152/5110-DSB-002 | [28 empty] | 5110-DSB-002
| 5110-PT-575 |  | 5110-XZ-803 | PRESSURE TRANSMITTER |  |  | AIRH | DCS | Field | [7 empty] | IS | 4503-VZ-DM-T51102001 | 5110-XZV-803 |  |  | 5110-PT-575/5110-DSB-001 | [28 empty] | 5110-DSB-001
| 5110-XZZSC-803 |  | 5110-XZ-803 | LIMIT SWITCH - CLOSE |  |  | DIR | SIS | Field | [7 empty] | IS | 4503-VZ-DM-T51102001 |  |  |  | 5110-XZZSC-803/5110-SSB-001 | [28 empty] | 5110-SSB-001
| 5110-XZZSO-803 |  | 5110-XZ-803 | LIMIT SWITCH - OPEN |  |  | DIR | SIS | Field | [7 empty] | IS | 4503-VZ-DM-T51102001 |  |  |  | 5110-XZZSO-803/5110-SSB-001 | [28 empty] | 5110-SSB-001
| 5110-XZY-803 |  | 5110-XZ-803 | SOLENOID VALVE |  |  | DOR | SIS | Field | [7 empty] | NIS | 4503-VZ-DM-T51102001 |  |  |  | 5110-XZY-803/5110-SSB-002 | [28 empty] | 5110-SSB-002
| 5110-XZZSC-804 |  | 5110-XZ-804 | LIMIT SWITCH - CLOSE |  |  | DIR | SIS | Field | [7 empty] | IS | 4503-VZ-DM-T51102015 |  |  |  | 5110-XZZSC-804/5110-SSB-001 | [28 empty] | 5110-SSB-001
| 5110-XZZSO-804 |  | 5110-XZ-804 | LIMIT SWITCH - OPEN |  |  | DIR | SIS | Field | [7 empty] | IS | 4503-VZ-DM-T51102015 |  |  |  | 5110-XZZSO-804/5110-SSB-001 | [28 empty] | 5110-SSB-001
| 5110-XZY-804 |  | 5110-XZ-804 | SOLENOID VALVE |  |  | DOR | SIS | Field | [7 empty] | NIS | 4503-VZ-DM-T51102015 |  |  |  | 5110-XZY-804/5110-SSB-002 | [28 empty] | 5110-SSB-002
| 5110-XIO-807B |  | 5110-XZ-807 | LAMP |  |  | DOR | DCS | LP | [7 empty] | NIS | 4503-VZ-DM-T51102001 |  |  |  | 5110-XIO-807B/5110-DSB-002 | [28 empty] | 5110-DSB-002
| 5110-HSO-153 |  | 5110-XZ-806 | HAND SWITCH |  |  | DIR | DCS | LP | [7 empty] | NIS | 4503-VZ-DM-T51102001 |  |  |  | 5110-HSO-153/5110-DSB-002 | [28 empty] | 5110-DSB-002
| 5110-XZZSC-805 |  | 5110-XZ-805 | LIMIT SWITCH - CLOSE |  |  | DIR | SIS | Field | [7 empty] | IS | 4503-VZ-DM-T51102001 |  |  |  | 5110-XZZSC-805/5110-SSB-001 | [28 empty] | 5110-SSB-001
| 5110-XZZSO-805 |  | 5110-XZ-805 | LIMIT SWITCH - OPEN |  |  | DIR | SIS | Field | [7 empty] | IS | 4503-VZ-DM-T51102001 |  |  |  | 5110-XZZSO-805/5110-SSB-001 | [28 empty] | 5110-SSB-001
| 5110-XZY-805 |  | 5110-XZ-805 | SOLENOID VALVE |  |  | DOR | SIS | Field | [7 empty] | NIS | 4503-VZ-DM-T51102001 |  |  |  | 5110-XZY-805/5110-SSB-002 | [28 empty] | 5110-SSB-002
| 5110-XIO-806B |  | 5110-XZ-806 | LAMP |  |  | DOR | DCS | LP | [7 empty] | NIS | 4503-VZ-DM-T51102001 |  |  |  | 5110-XIO-806B/5110-DSB-002 | [28 empty] | 5110-DSB-002
| 5110-XIC-807B |  | 5110-XZ-807 | LAMP |  |  | DOR | DCS | LP | [7 empty] | NIS | 4503-VZ-DM-T51102001 |  |  |  | 5110-XIC-807B/5110-DSB-002 | [28 empty] | 5110-DSB-002
| 5110-HSC-154 |  | 5110-XZ-807 | HAND SWITCH |  |  | DIR | DCS | LP | [7 empty] | NIS | 4503-VZ-DM-T51102001 |  |  |  | 5110-HSC-154/5110-DSB-002 | [28 empty] | 5110-DSB-002
| 5110-HSO-154 |  | 5110-XZ-807 | HAND SWITCH |  |  | DIR | DCS | LP | [7 empty] | NIS | 4503-VZ-DM-T51102001 |  |  |  | 5110-HSO-154/5110-DSB-002 | [28 empty] | 5110-DSB-002
| 5110-XZZSC-806 |  | 5110-XZ-806 | LIMIT SWITCH - CLOSE |  |  | DIR | SIS | Field | [7 empty] | IS | 4503-VZ-DM-T51102001 |  |  |  | 5110-XZZSC-806/5110-SSB-001 | [28 empty] | 5110-SSB-001
| 5110-XZZSO-806 |  | 5110-XZ-806 | LIMIT SWITCH - OPEN |  |  | DIR | SIS | Field | [7 empty] | IS | 4503-VZ-DM-T51102001 |  |  |  | 5110-XZZSO-806/5110-SSB-001 | [28 empty] | 5110-SSB-001
| 5110-XZY-806 |  | 5110-XZ-806 | SOLENOID VALVE |  |  | DOR | SIS | Field | [7 empty] | NIS | 4503-VZ-DM-T51102001 |  |  |  | 5110-XZY-806/5110-SSB-002 | [28 empty] | 5110-SSB-002
| 5110-HZS-101B |  | 5110-HZ-101B | HAND SWITCH |  |  | DIR | SIS | LP | [7 empty] | NIS | 4503-VZ-DM-T51102001 |  |  | 5110-HZ-101_G2 | 5110-HZS-101B/5110-SSB-002 | [28 empty] | 5110-SSB-002
| 5110-HZS-101C |  | 5110-HZ-101C | HAND SWITCH |  |  | DIR | SIS | LP | [7 empty] | NIS | 4503-VZ-DM-T51102001 |  |  | 5110-HZ-101_G3 | 5110-HZS-101C/5110-SSB-002 | [28 empty] | 5110-SSB-002
| 3153-TT-790P |  | 3153-TD-790 P | TEMPERATURE TRANSM. -REMOTE MOUNT |  |  | AIRH | DCS | Field | [7 empty] | IS | 4503-GP-VD-BD008T3131PK5206049 |  | 31-PK-5206B |  | 3153-DJB-292/3900-DSB-017 | [28 empty] | 3900-DSB-017
| 5110-XZZSC-807 |  | 5110-XZ-807 | LIMIT SWITCH - CLOSE |  |  | DIR | SIS | Field | [7 empty] | IS | 4503-VZ-DM-T51102001 |  |  |  | 5110-XZZSC-807/5110-SSB-001 | [28 empty] | 5110-SSB-001
| 5110-XZZSO-807 |  | 5110-XZ-807 | LIMIT SWITCH - OPEN |  |  | DIR | SIS | Field | [7 empty] | IS | 4503-VZ-DM-T51102001 |  |  |  | 5110-XZZSO-807/5110-SSB-001 | [28 empty] | 5110-SSB-001
| 5110-XZY-807 |  | 5110-XZ-807 | SOLENOID VALVE |  |  | DOR | SIS | Field | [7 empty] | NIS | 4503-VZ-DM-T51102001 |  |  |  | 5110-XZY-807/5110-SSB-002 | [28 empty] | 5110-SSB-002
| 5110-XZZSC-808 |  | 5110-XZ-808 | LIMIT SWITCH - CLOSE |  |  | DIR | SIS | Field | [7 empty] | IS | 4503-VZ-DM-T51102003 |  |  |  | 5110-XZZSC-808/5110-SSB-001 | [28 empty] | 5110-SSB-001
| 5110-XZZSO-808 |  | 5110-XZ-808 | LIMIT SWITCH - OPEN |  |  | DIR | SIS | Field | [7 empty] | IS | 4503-VZ-DM-T51102003 |  |  |  | 5110-XZZSO-808/5110-SSB-001 | [28 empty] | 5110-SSB-001
| 5110-XZY-808 |  | 5110-XZ-808 | SOLENOID VALVE |  |  | DOR | SIS | Field | [7 empty] | NIS | 4503-VZ-DM-T51102003 |  |  |  | 5110-XZY-808/5110-SSB-002 | [28 empty] | 5110-SSB-002
| 5110-HZS-156 |  | 5110-XZ-808 | HAND SWITCH |  |  | DIR | SIS | Field | [7 empty] | NIS | 4503-VZ-DM-T51102003 |  |  |  | 5110-HZS-156/5110-SSB-002 | [28 empty] | 5110-SSB-002
| 5110-XZZSC-819 |  | 5110-XZ-819 | LIMIT SWITCH - CLOSE |  |  | DIR | SIS | Field | [7 empty] | IS | 4503-VZ-DM-T51102024 |  |  |  | 5110-XZZSC-819/6190-SSB-002 | [28 empty] | 6190-SSB-002
| 5110-XZZSO-819 |  | 5110-XZ-819 | LIMIT SWITCH - OPEN |  |  | DIR | SIS | Field | [7 empty] | IS | 4503-VZ-DM-T51102024 |  |  |  | 5110-XZZSO-819/6190-SSB-002 | [28 empty] | 6190-SSB-002
| 5120-HZS-103B |  | 5120-XZ-801 | HAND SWITCH |  |  | DIR | SIS | Field | [7 empty] | NIS | 4503-VZ-DM-T51202008 |  |  |  | 5120-HZS-103B/6190-SSB-001 | [28 empty] | 6190-SSB-001
| 5120-HZS-845B |  | 5120-XZ-845 | HAND SWITCH |  |  | DIR | SIS | Field | [7 empty] | NIS | 4503-VZ-DM-T51202001 |  |  |  | 5120-HZS-845B/6190-SSB-001 | [28 empty] | 6190-SSB-001
| 5110-XZZSC-820 |  | 5110-XZ-820 | LIMIT SWITCH - CLOSE |  |  | DIR | SIS | Field | [7 empty] | IS | 4503-VZ-DM-T51102008 |  |  |  | 5110-XZZSC-820/5110-SSB-001 | [28 empty] | 5110-SSB-001
| 5110-XZZSO-820 |  | 5110-XZ-820 | LIMIT SWITCH - OPEN |  |  | DIR | SIS | Field | [7 empty] | IS | 4503-VZ-DM-T51102008 |  |  |  | 5110-XZZSO-820/5110-SSB-001 | [28 empty] | 5110-SSB-001
| 5110-XZY-820 |  | 5110-XZ-820 | SOLENOID VALVE |  |  | DOR | SIS | Field | [7 empty] | NIS | 4503-VZ-DM-T51102008 |  |  |  | 5110-XZY-820/5110-SSB-002 | [28 empty] | 5110-SSB-002
| 5120-HZS-848A |  | 5120-XZ-848 | HAND SWITCH |  |  | DIR | SIS | Field | [7 empty] | NIS | 4503-VZ-DM-T51202002 |  |  |  | 5120-HZS-848A/6190-SSB-001 | [28 empty] | 6190-SSB-001
| 5110-XZZSC-821 |  | 5110-XZ-821 | LIMIT SWITCH - CLOSE |  |  | DIR | SIS | Field | [7 empty] | IS | 4503-VZ-DM-T51102008 |  |  |  | 5110-XZZSC-821/6190-SSB-002 | [28 empty] | 6190-SSB-002
| 5110-XZZSO-821 |  | 5110-XZ-821 | LIMIT SWITCH - OPEN |  |  | DIR | SIS | Field | [7 empty] | IS | 4503-VZ-DM-T51102008 |  |  |  | 5110-XZZSO-821/6190-SSB-002 | [28 empty] | 6190-SSB-002
| 5110-PT-527 |  | 5110-XZ-821 | PRESSURE TRANSMITTER |  |  | AIRH | DCS | Field | [7 empty] | IS | 4503-VZ-DM-T51102008 | 5110-XZV-821 |  |  | 5110-PT-527/6190-DSB-001 | [28 empty] | 6190-DSB-001
| 5110-XZZSC-822 |  | 5110-XZ-822 | LIMIT SWITCH - CLOSE |  |  | DIR | SIS | Field | [7 empty] | IS | 4503-VZ-DM-T51102008 |  |  |  | 5110-XZZSC-822/6190-SSB-002 | [28 empty] | 6190-SSB-002
| 5110-XZZSO-822 |  | 5110-XZ-822 | LIMIT SWITCH - OPEN |  |  | DIR | SIS | Field | [7 empty] | IS | 4503-VZ-DM-T51102008 |  |  |  | 5110-XZZSO-822/6190-SSB-002 | [28 empty] | 6190-SSB-002
| 5120-HZS-102B |  | 5120-XZ-853 | HAND SWITCH |  |  | DIR | SIS | Field | [7 empty] | NIS | 4503-VZ-DM-T51202006 |  |  |  | 5120-HZS-102B/6190-SSB-001 | [28 empty] | 6190-SSB-001
| 5110-PT-529 |  | 5110-XZ-822 | PRESSURE TRANSMITTER |  |  | AIRH | DCS | Field | [7 empty] | IS | 4503-VZ-DM-T51102008 | 5110-XZV-822 |  |  | 5110-PT-529/6190-DSB-001 | [28 empty] | 6190-DSB-001
| 5110-XZZSC-823 |  | 5110-XZ-823 | LIMIT SWITCH - CLOSE |  |  | DIR | SIS | Field | [7 empty] | IS | 4503-VZ-DM-T51102008 |  |  |  | 5110-XZZSC-823/6190-SSB-002 | [28 empty] | 6190-SSB-002
| 5110-XZZSO-823 |  | 5110-XZ-823 | LIMIT SWITCH - OPEN |  |  | DIR | SIS | Field | [7 empty] | IS | 4503-VZ-DM-T51102008 |  |  |  | 5110-XZZSO-823/6190-SSB-002 | [28 empty] | 6190-SSB-002
| 5110-MZYCC-816 |  | 5110-MZ-816 | MOV -CLOSE COMMAND |  |  | DOR | SIS | Field | [7 empty] | NIS | 4503-VZ-DM-T51102009 |  |  |  | 5110-MOV-816-01/6190-SSB-001 | [28 empty] | 6190-SSB-001
| 5110-PT-460 |  | 5110-XZ-823 | PRESSURE TRANSMITTER |  |  | AIRH | DCS | Field | [7 empty] | IS | 4503-VZ-DM-T51102008 | 5110-XZV-823 |  |  | 5110-PT-460/6190-DSB-001 | [28 empty] | 6190-DSB-001
| 5110-XZZSC-824 |  | 5110-XZ-824 | LIMIT SWITCH - CLOSE |  |  | DIR | SIS | Field | [7 empty] | IS | 4503-VZ-DM-T51102008 |  |  |  | 5110-XZZSC-824/6190-SSB-002 | [28 empty] | 6190-SSB-002
| 5110-XZZSO-824 |  | 5110-XZ-824 | LIMIT SWITCH - OPEN |  |  | DIR | SIS | Field | [7 empty] | IS | 4503-VZ-DM-T51102008 |  |  |  | 5110-XZZSO-824/6190-SSB-002 | [28 empty] | 6190-SSB-002
| 5110-MZYCO-816 |  | 5110-MZ-816 | MOV -OPEN COMMAND |  |  | DOR | SIS | Field | [7 empty] | NIS | 4503-VZ-DM-T51102009 |  |  |  | 5110-MOV-816-01/6190-SSB-001 | [28 empty] | 6190-SSB-001
| 5110-PT-477 |  | 5110-XZ-824 | PRESSURE TRANSMITTER |  |  | AIRH | DCS | Field | [7 empty] | IS | 4503-VZ-DM-T51102008 | 5110-XZV-824 |  |  | 5110-PT-477/6190-DSB-001 | [28 empty] | 6190-DSB-001
| 5110-XZZSC-825 |  | 5110-XZ-825 | LIMIT SWITCH - CLOSE |  |  | DIR | SIS | Field | [7 empty] | IS | 4503-VZ-DM-T51102009 |  |  |  | 5110-XZZSC-825/5120-SSB-001 | [28 empty] | 5120-SSB-001
| 5110-XZZSO-825 |  | 5110-XZ-825 | LIMIT SWITCH - OPEN |  |  | DIR | SIS | Field | [7 empty] | IS | 4503-VZ-DM-T51102009 |  |  |  | 5110-XZZSO-825/5120-SSB-001 | [28 empty] | 5120-SSB-001
| 5110-MZYCC-817 |  | 5110-MZ-817 | MOV -CLOSE COMMAND |  |  | DOR | SIS | Field | [7 empty] | NIS | 4503-VZ-DM-T51102009 |  |  |  | 5110-MOV-817-01/6190-SSB-001 | [28 empty] | 6190-SSB-001
| 5110-XZZSO-826 |  | 5110-XZ-826 | LIMIT SWITCH - OPEN |  |  | DIR | SIS | Field | [7 empty] | IS | 4503-VZ-DM-T51102009 |  |  |  | 5110-XZZSO-826/5120-SSB-001 | [28 empty] | 5120-SSB-001
| 5110-XZZSC-826 |  | 5110-XZ-826 | LIMIT SWITCH - CLOSE |  |  | DIR | SIS | Field | [7 empty] | IS | 4503-VZ-DM-T51102009 |  |  |  | 5110-XZZSC-826/5120-SSB-001 | [28 empty] | 5120-SSB-001
| 5110-MZYCO-817 |  | 5110-MZ-817 | MOV -OPEN COMMAND |  |  | DOR | SIS | Field | [7 empty] | NIS | 4503-VZ-DM-T51102009 |  |  |  | 5110-MOV-817-01/6190-SSB-001 | [28 empty] | 6190-SSB-001
| 5110-XZZSC-827 |  | 5110-XZ-827 | LIMIT SWITCH - CLOSE |  |  | DIR | SIS | Field | [7 empty] | IS | 4503-VZ-DM-T51102009 |  |  |  | 5110-XZZSC-827/5120-SSB-001 | [28 empty] | 5120-SSB-001
| 5110-XZZSO-827 |  | 5110-XZ-827 | LIMIT SWITCH - OPEN |  |  | DIR | SIS | Field | [7 empty] | IS | 4503-VZ-DM-T51102009 |  |  |  | 5110-XZZSO-827/5120-SSB-001 | [28 empty] | 5120-SSB-001
| 5110-MZYCC-818 |  | 5110-MZ-818 | MOV -CLOSE COMMAND |  |  | DOR | SIS | Field | [7 empty] | NIS | 4503-VZ-DM-T51102009 |  |  |  | 5110-MOV-818-01/6190-SSB-001 | [28 empty] | 6190-SSB-001
| 5110-PT-486 |  | 5110-XZ-828 | PRESSURE TRANSMITTER |  |  | AIRH | DCS | Field | [7 empty] | IS | 4503-VZ-DM-T51102009 | 5110-XZV-828 |  |  | 5110-PT-486/5120-DSB-001 | [28 empty] | 5120-DSB-001
| 5110-MZYCO-818 |  | 5110-MZ-818 | MOV -OPEN COMMAND |  |  | DOR | SIS | Field | [7 empty] | NIS | 4503-VZ-DM-T51102009 |  |  |  | 5110-MOV-818-01/6190-SSB-001 | [28 empty] | 6190-SSB-001
| 5110-XZZSC-828 |  | 5110-XZ-828 | LIMIT SWITCH - CLOSE |  |  | DIR | SIS | Field | [7 empty] | IS | 4503-VZ-DM-T51102009 |  |  |  | 5110-XZZSC-828/5120-SSB-001 | [28 empty] | 5120-SSB-001
| 5110-XZZSO-828 |  | 5110-XZ-828 | LIMIT SWITCH - OPEN |  |  | DIR | SIS | Field | [7 empty] | IS | 4503-VZ-DM-T51102009 |  |  |  | 5110-XZZSO-828/5120-SSB-001 | [28 empty] | 5120-SSB-001
| 5110-MZYCC-819 |  | 5110-MZ-819 | MOV -CLOSE COMMAND |  |  | DOR | SIS | Field | [7 empty] | NIS | 4503-VZ-DM-T51102009 |  |  |  | 5110-MOV-819-01/6190-SSB-001 | [28 empty] | 6190-SSB-001
| 5110-PT-461 |  | 5110-XZ-829 | PRESSURE TRANSMITTER |  |  | AIRH | DCS | Field | [7 empty] | IS | 4503-VZ-DM-T51102009 | 5110-XZV-829 |  |  | 5110-PT-461/5120-DSB-001 | [28 empty] | 5120-DSB-001
| 5110-XZZSC-829 |  | 5110-XZ-829 | LIMIT SWITCH - CLOSE |  |  | DIR | SIS | Field | [7 empty] | IS | 4503-VZ-DM-T51102009 |  |  |  | 5110-XZZSC-829/5120-SSB-001 | [28 empty] | 5120-SSB-001
| 5110-XZZSO-829 |  | 5110-XZ-829 | LIMIT SWITCH - OPEN |  |  | DIR | SIS | Field | [7 empty] | IS | 4503-VZ-DM-T51102009 |  |  |  | 5110-XZZSO-829/5120-SSB-001 | [28 empty] | 5120-SSB-001
| 5110-MZYCO-819 |  | 5110-MZ-819 | MOV -OPEN COMMAND |  |  | DOR | SIS | Field | [7 empty] | NIS | 4503-VZ-DM-T51102009 |  |  |  | 5110-MOV-819-01/6190-SSB-001 | [28 empty] | 6190-SSB-001
| 5110-XZY-819 |  | 5110-XZ-819 | SOLENOID VALVE |  |  | DOR | SIS | Field | [7 empty] | NIS | 4503-VZ-DM-T51102024 |  |  |  | 5110-XZY-819/6190-SSB-001 | [28 empty] | 6190-SSB-001
| 5110-PT-481 |  | 5110-XZ-830 | PRESSURE TRANSMITTER |  |  | AIRH | DCS | Field | [7 empty] | IS | 4503-VZ-DM-T51102009 | 5110-XZV-830 |  |  | 5110-PT-481/5120-DSB-001 | [28 empty] | 5120-DSB-001
| 5110-XZY-821 |  | 5110-XZ-821 | SOLENOID VALVE |  |  | DOR | SIS | Field | [7 empty] | NIS | 4503-VZ-DM-T51102008 |  |  |  | 5110-XZY-821/6190-SSB-001 | [28 empty] | 6190-SSB-001
| 5110-XZZSC-830 |  | 5110-XZ-830 | LIMIT SWITCH - CLOSE |  |  | DIR | SIS | Field | [7 empty] | IS | 4503-VZ-DM-T51102009 |  |  |  | 5110-XZZSC-830/5120-SSB-001 | [28 empty] | 5120-SSB-001
| 5110-XZZSO-830 |  | 5110-XZ-830 | LIMIT SWITCH - OPEN |  |  | DIR | SIS | Field | [7 empty] | IS | 4503-VZ-DM-T51102009 |  |  |  | 5110-XZZSO-830/5120-SSB-001 | [28 empty] | 5120-SSB-001
| 5110-XZY-822 |  | 5110-XZ-822 | SOLENOID VALVE |  |  | DOR | SIS | Field | [7 empty] | NIS | 4503-VZ-DM-T51102008 |  |  |  | 5110-XZY-822/6190-SSB-001 | [28 empty] | 6190-SSB-001
| 5110-PT-520 |  | 5110-XZ-831 | PRESSURE TRANSMITTER |  |  | AIRH | DCS | Field | [7 empty] | IS | 4503-VZ-DM-T51102009 | 5110-XZV-831 |  |  | 5110-PT-520/5120-DSB-001 | [28 empty] | 5120-DSB-001
| 5110-XZZSC-831 |  | 5110-XZ-831 | LIMIT SWITCH - CLOSE |  |  | DIR | SIS | Field | [7 empty] | IS | 4503-VZ-DM-T51102009 |  |  |  | 5110-XZZSC-831/5120-SSB-001 | [28 empty] | 5120-SSB-001
| 5110-XZZSO-831 |  | 5110-XZ-831 | LIMIT SWITCH - OPEN |  |  | DIR | SIS | Field | [7 empty] | IS | 4503-VZ-DM-T51102009 |  |  |  | 5110-XZZSO-831/5120-SSB-001 | [28 empty] | 5120-SSB-001
| 5110-XZY-823 |  | 5110-XZ-823 | SOLENOID VALVE |  |  | DOR | SIS | Field | [7 empty] | NIS | 4503-VZ-DM-T51102008 |  |  |  | 5110-XZY-823/6190-SSB-001 | [28 empty] | 6190-SSB-001
| 5110-XZY-824 |  | 5110-XZ-824 | SOLENOID VALVE |  |  | DOR | SIS | Field | [7 empty] | NIS | 4503-VZ-DM-T51102008 |  |  |  | 5110-XZY-824/6190-SSB-001 | [28 empty] | 6190-SSB-001
| 5110-XZZSC-832 |  | 5110-XZ-832 | LIMIT SWITCH - CLOSE |  |  | DIR | SIS | Field | [7 empty] | IS | 4503-VZ-DM-T51102009 |  |  |  | 5110-XZZSC-832/5120-SSB-001 | [28 empty] | 5120-SSB-001
| 5110-XZZSO-832 |  | 5110-XZ-832 | LIMIT SWITCH - OPEN |  |  | DIR | SIS | Field | [7 empty] | IS | 4503-VZ-DM-T51102009 |  |  |  | 5110-XZZSO-832/5120-SSB-001 | [28 empty] | 5120-SSB-001
| 5110-XZY-825 |  | 5110-XZ-825 | SOLENOID VALVE |  |  | DOR | SIS | Field | [7 empty] | NIS | 4503-VZ-DM-T51102009 |  |  |  | 5110-XZY-825/6190-SSB-001 | [28 empty] | 6190-SSB-001
| 5110-XZZSC-833 |  | 5110-XZ-833 | LIMIT SWITCH - CLOSE |  |  | DIR | SIS | Field | [7 empty] | IS | 4503-VZ-DM-T51102009 |  |  |  | 5110-XZZSC-833/5120-SSB-001 | [28 empty] | 5120-SSB-001
| 5110-XZZSO-833 |  | 5110-XZ-833 | LIMIT SWITCH - OPEN |  |  | DIR | SIS | Field | [7 empty] | IS | 4503-VZ-DM-T51102009 |  |  |  | 5110-XZZSO-833/5120-SSB-001 | [28 empty] | 5120-SSB-001
| 5110-XZY-826 |  | 5110-XZ-826 | SOLENOID VALVE |  |  | DOR | SIS | Field | [7 empty] | NIS | 4503-VZ-DM-T51102009 |  |  |  | 5110-XZY-826/6190-SSB-001 | [28 empty] | 6190-SSB-001
| 5110-PT-478 |  | 5110-XZ-834 | PRESSURE TRANSMITTER |  |  | AIRH | DCS | Field | [7 empty] | IS | 4503-VZ-DM-T51102009 | 5110-XZV-834 |  |  | 5110-PT-478/5120-DSB-001 | [28 empty] | 5120-DSB-001
| 5110-XZZSC-834 |  | 5110-XZ-834 | LIMIT SWITCH - CLOSE |  |  | DIR | SIS | Field | [7 empty] | IS | 4503-VZ-DM-T51102009 |  |  |  | 5110-XZZSC-834/5120-SSB-001 | [28 empty] | 5120-SSB-001
| 5110-XZZSO-834 |  | 5110-XZ-834 | LIMIT SWITCH - OPEN |  |  | DIR | SIS | Field | [7 empty] | IS | 4503-VZ-DM-T51102009 |  |  |  | 5110-XZZSO-834/5120-SSB-001 | [28 empty] | 5120-SSB-001
| 5110-XZY-827 |  | 5110-XZ-827 | SOLENOID VALVE |  |  | DOR | SIS | Field | [7 empty] | NIS | 4503-VZ-DM-T51102009 |  |  |  | 5110-XZY-827/6190-SSB-001 | [28 empty] | 6190-SSB-001
| 5110-XZSC-835 |  | 5110-XZ-835 | LIMIT SWITCH - CLOSE |  |  | DIR | DCS | Field | [7 empty] | IS | 4503-VZ-DM-T51102017 |  |  |  | 5110-XZSC-835/5120-DSB-001 | [28 empty] | 5120-DSB-001
| 5110-XZSO-835 |  | 5110-XZ-835 | LIMIT SWITCH - OPEN |  |  | DIR | DCS | Field | [7 empty] | IS | 4503-VZ-DM-T51102017 |  |  |  | 5110-XZSO-835/5120-DSB-001 | [28 empty] | 5120-DSB-001
| 5110-XZY-828 |  | 5110-XZ-828 | SOLENOID VALVE |  |  | DOR | SIS | Field | [7 empty] | NIS | 4503-VZ-DM-T51102009 |  |  |  | 5110-XZY-828/6190-SSB-001 | [28 empty] | 6190-SSB-001
| 5110-XZZSC-836 |  | 5110-XZ-836 | LIMIT SWITCH - CLOSE |  |  | DIR | SIS | Field | [7 empty] | IS | 4503-VZ-DM-T51102033 |  |  |  | 5110-XZZSC-836/5120-SSB-001 | [28 empty] | 5120-SSB-001
| 5110-XZZSO-836 |  | 5110-XZ-836 | LIMIT SWITCH - OPEN |  |  | DIR | SIS | Field | [7 empty] | IS | 4503-VZ-DM-T51102033 |  |  |  | 5110-XZZSO-836/5120-SSB-001 | [28 empty] | 5120-SSB-001
| 5110-XZY-829 |  | 5110-XZ-829 | SOLENOID VALVE |  |  | DOR | SIS | Field | [7 empty] | NIS | 4503-VZ-DM-T51102009 |  |  |  | 5110-XZY-829/6190-SSB-001 | [28 empty] | 6190-SSB-001
| 5110-XZY-830 |  | 5110-XZ-830 | SOLENOID VALVE |  |  | DOR | SIS | Field | [7 empty] | NIS | 4503-VZ-DM-T51102009 |  |  |  | 5110-XZY-830/6190-SSB-001 | [28 empty] | 6190-SSB-001
| 5110-XZZSC-837 |  | 5110-XZ-837 | LIMIT SWITCH - CLOSE |  |  | DIR | SIS | Field | [7 empty] | IS | 4503-VZ-DM-T51102021 |  |  |  | 5110-XZZSC-837/6190-SSB-002 | [28 empty] | 6190-SSB-002
| 5110-XZZSO-837 |  | 5110-XZ-837 | LIMIT SWITCH - OPEN |  |  | DIR | SIS | Field | [7 empty] | IS | 4503-VZ-DM-T51102021 |  |  |  | 5110-XZZSO-837/6190-SSB-002 | [28 empty] | 6190-SSB-002
| 5110-XZY-831 |  | 5110-XZ-831 | SOLENOID VALVE |  |  | DOR | SIS | Field | [7 empty] | NIS | 4503-VZ-DM-T51102009 |  |  |  | 5110-XZY-831/6190-SSB-001 | [28 empty] | 6190-SSB-001
| 5110-XZZSC-838 |  | 5110-XZ-838 | LIMIT SWITCH - CLOSE |  |  | DIR | SIS | Field | [7 empty] | IS | 4503-VZ-DM-T51102021 |  |  |  | 5110-XZZSC-838/5110-SSB-001 | [28 empty] | 5110-SSB-001
| 5110-XZZSO-838 |  | 5110-XZ-838 | LIMIT SWITCH - OPEN |  |  | DIR | SIS | Field | [7 empty] | IS | 4503-VZ-DM-T51102021 |  |  |  | 5110-XZZSO-838/5110-SSB-001 | [28 empty] | 5110-SSB-001
| 5110-XZY-838 |  | 5110-XZ-838 | SOLENOID VALVE |  |  | DOR | SIS | Field | [7 empty] | NIS | 4503-VZ-DM-T51102021 |  |  |  | 5110-XZY-838/5110-SSB-002 | [28 empty] | 5110-SSB-002
| 5110-XZZSC-840 |  | 5110-XZ-840 | LIMIT SWITCH - CLOSE |  |  | DIR | SIS | Field | [7 empty] | IS | 4503-VZ-DM-T51102008 |  |  |  | 5110-XZZSC-840/5120-SSB-001 | [28 empty] | 5120-SSB-001
| 5110-PT-513 |  | 5110-XZ-839 | PRESSURE TRANSMITTER |  |  | AIRH | DCS | Field | [7 empty] | IS | 4503-VZ-DM-T51102021 | 5110-XZV-839 |  |  | 5110-PT-513/6190-DSB-001 | [28 empty] | 6190-DSB-001
| 5110-XZZSC-839 |  | 5110-XZ-839 | LIMIT SWITCH - CLOSE |  |  | DIR | SIS | Field | [7 empty] | IS | 4503-VZ-DM-T51102021 |  |  |  | 5110-XZZSC-839/6190-SSB-002 | [28 empty] | 6190-SSB-002
| 5110-XZZSO-839 |  | 5110-XZ-839 | LIMIT SWITCH - OPEN |  |  | DIR | SIS | Field | [7 empty] | IS | 4503-VZ-DM-T51102021 |  |  |  | 5110-XZZSO-839/6190-SSB-002 | [28 empty] | 6190-SSB-002
| 5110-XZY-832 |  | 5110-XZ-832 | SOLENOID VALVE |  |  | DOR | SIS | Field | [7 empty] | NIS | 4503-VZ-DM-T51102009 |  |  |  | 5110-XZY-832/6190-SSB-001 | [28 empty] | 6190-SSB-001
| 5110-XZY-833 |  | 5110-XZ-833 | SOLENOID VALVE |  |  | DOR | SIS | Field | [7 empty] | NIS | 4503-VZ-DM-T51102009 |  |  |  | 5110-XZY-833/6190-SSB-001 | [28 empty] | 6190-SSB-001
| 5110-XZZSO-840 |  | 5110-XZ-840 | LIMIT SWITCH - OPEN |  |  | DIR | SIS | Field | [7 empty] | IS | 4503-VZ-DM-T51102008 |  |  |  | 5110-XZZSO-840/5120-SSB-001 | [28 empty] | 5120-SSB-001
| 5110-XZZSC-850 |  | 5110-XZ-850 | LIMIT SWITCH - CLOSE |  |  | DIR | SIS | Field | [7 empty] | IS | 4503-VZ-DM-T51102009 |  |  |  | 5110-XZZSC-850/5120-SSB-001 | [28 empty] | 5120-SSB-001
| 5110-XZY-834 |  | 5110-XZ-834 | SOLENOID VALVE |  |  | DOR | SIS | Field | [7 empty] | NIS | 4503-VZ-DM-T51102009 |  |  |  | 5110-XZY-834/6190-SSB-001 | [28 empty] | 6190-SSB-001
| 5110-HZS-170A |  | 5110-XZ-842 | HAND SWITCH |  |  | DIR | SIS | Field | [7 empty] | IS | 4503-VZ-DM-T51102022 |  |  |  | 5110-HZS-170A/5110-SSB-001 | [28 empty] | 5110-SSB-001
| 5110-XZSC-842 |  | 5110-XZ-842 | LIMIT SWITCH - CLOSE |  |  | DIR | DCS | Field | [7 empty] | IS | 4503-VZ-DM-T51102022 |  |  |  | 5110-XZSC-842/6190-DSB-001 | [28 empty] | 6190-DSB-001
| 5110-XZSO-842 |  | 5110-XZ-842 | LIMIT SWITCH - OPEN |  |  | DIR | DCS | Field | [7 empty] | IS | 4503-VZ-DM-T51102022 |  |  |  | 5110-XZSO-842/6190-DSB-001 | [28 empty] | 6190-DSB-001
| 5110-XZY-842 |  | 5110-XZ-842 | SOLENOID VALVE |  |  | DOR | SIS | Field | [7 empty] | NIS | 4503-VZ-DM-T51102022 |  |  |  | 5110-XZY-842/5110-SSB-002 | [28 empty] | 5110-SSB-002
| 5110-PT-516 |  | 5110-XZ-843 | PRESSURE TRANSMITTER |  |  | AIRH | DCS | Field | [7 empty] | IS | 4503-VZ-DM-T51102022 | 5110-XZV-843 |  |  | 5110-PT-516/6190-DSB-001 | [28 empty] | 6190-DSB-001
| 5110-XZY-835 |  | 5110-XZ-835 | SOLENOID VALVE |  |  | DOR | SIS | Field | [7 empty] | NIS | 4503-VZ-DM-T51102017 |  |  |  | 5110-XZY-835/6190-SSB-001 | [28 empty] | 6190-SSB-001
| 5110-XZZSC-843 |  | 5110-XZ-843 | LIMIT SWITCH - CLOSE |  |  | DIR | SIS | Field | [7 empty] | IS | 4503-VZ-DM-T51102022 |  |  |  | 5110-XZZSC-843/6190-SSB-002 | [28 empty] | 6190-SSB-002
| 5110-XZZSO-843 |  | 5110-XZ-843 | LIMIT SWITCH - OPEN |  |  | DIR | SIS | Field | [7 empty] | IS | 4503-VZ-DM-T51102022 |  |  |  | 5110-XZZSO-843/6190-SSB-002 | [28 empty] | 6190-SSB-002
| 5110-XZY-836 |  | 5110-XZ-836 | SOLENOID VALVE |  |  | DOR | SIS | Field | [7 empty] | NIS | 4503-VZ-DM-T51102033 |  |  |  | 5110-XZY-836/6190-SSB-001 | [28 empty] | 6190-SSB-001
| 5110-XZZSC-844 |  | 5110-XZ-844 | LIMIT SWITCH - CLOSE |  |  | DIR | SIS | Field | [7 empty] | IS | 4503-VZ-DM-T51102022 |  |  |  | 5110-XZZSC-844/6190-SSB-002 | [28 empty] | 6190-SSB-002
| 5110-XZZSO-844 |  | 5110-XZ-844 | LIMIT SWITCH - OPEN |  |  | DIR | SIS | Field | [7 empty] | IS | 4503-VZ-DM-T51102022 |  |  |  | 5110-XZZSO-844/6190-SSB-002 | [28 empty] | 6190-SSB-002
| 5110-XZY-837 |  | 5110-XZ-837 | SOLENOID VALVE |  |  | DOR | SIS | Field | [7 empty] | NIS | 4503-VZ-DM-T51102021 |  |  |  | 5110-XZY-837/6190-SSB-001 | [28 empty] | 6190-SSB-001
| 5110-XZZSO-845 |  | 5110-XZ-845 | LIMIT SWITCH - OPEN |  |  | DIR | SIS | Field | [7 empty] | IS | 4503-VZ-DM-T51102029 |  |  |  | 5110-XZZSO-845/5110-SSB-001 | [28 empty] | 5110-SSB-001
| 5110-XZZSC-845 |  | 5110-XZ-845 | LIMIT SWITCH - CLOSE |  |  | DIR | SIS | Field | [7 empty] | IS | 4503-VZ-DM-T51102029 |  |  |  | 5110-XZZSC-845/5110-SSB-001 | [28 empty] | 5110-SSB-001
| 5110-XZY-845 |  | 5110-XZ-845 | SOLENOID VALVE |  |  | DOR | SIS | Field | [7 empty] | NIS | 4503-VZ-DM-T51102029 |  |  |  | 5110-XZY-845/5110-SSB-002 | [28 empty] | 5110-SSB-002
| 5110-XZZSC-846 |  | 5110-XZ-846 | LIMIT SWITCH - CLOSE |  |  | DIR | SIS | Field | [7 empty] | IS | 4503-VZ-DM-T51102030 |  |  |  | 5110-XZZSC-846/5110-SSB-001 | [28 empty] | 5110-SSB-001
| 5110-XZZSO-846 |  | 5110-XZ-846 | LIMIT SWITCH - OPEN |  |  | DIR | SIS | Field | [7 empty] | IS | 4503-VZ-DM-T51102030 |  |  |  | 5110-XZZSO-846/5110-SSB-001 | [28 empty] | 5110-SSB-001
| 5110-XZY-846 |  | 5110-XZ-846 | SOLENOID VALVE |  |  | DOR | SIS | Field | [7 empty] | NIS | 4503-VZ-DM-T51102030 |  |  |  | 5110-XZY-846/5110-SSB-002 | [28 empty] | 5110-SSB-002
| 5110-PT-556 |  | 5110-XZ-850 | PRESSURE TRANSMITTER |  |  | AIRH | DCS | Field | [7 empty] | IS | 4503-VZ-DM-T51102009 | 5110-XZV-850 |  |  | 5110-PT-556/5120-DSB-001 | [28 empty] | 5120-DSB-001
| 5110-XZZSO-850 |  | 5110-XZ-850 | LIMIT SWITCH - OPEN |  |  | DIR | SIS | Field | [7 empty] | IS | 4503-VZ-DM-T51102009 |  |  |  | 5110-XZZSO-850/5120-SSB-001 | [28 empty] | 5120-SSB-001
| 5120-PZT-565 |  | 5120-PZ-565 | PRESSURE TRANSMITTER |  |  | AIRH | SIS | Field | [7 empty] | IS | 4503-VZ-DM-T51202002 |  |  |  | 5120-PZT-565/5120-SSB-001 | [28 empty] | 5120-SSB-001
| 5110-XZY-839 |  | 5110-XZ-839 | SOLENOID VALVE |  |  | DOR | SIS | Field | [7 empty] | NIS | 4503-VZ-DM-T51102021 |  |  |  | 5110-XZY-839/6190-SSB-001 | [28 empty] | 6190-SSB-001
| 5110-XZZSC-855 |  | 5110-XZ-855 | LIMIT SWITCH - CLOSE |  |  | DIR | SIS | Field | [7 empty] | IS | 4503-VZ-DM-T51102031 |  |  |  | 5110-XZZSC-855/5110-SSB-001 | [28 empty] | 5110-SSB-001
| 5110-XZZSO-855 |  | 5110-XZ-855 | LIMIT SWITCH - OPEN |  |  | DIR | SIS | Field | [7 empty] | IS | 4503-VZ-DM-T51102031 |  |  |  | 5110-XZZSO-855/5110-SSB-001 | [28 empty] | 5110-SSB-001
| 5110-XZY-855 |  | 5110-XZ-855 | SOLENOID VALVE |  |  | DOR | SIS | Field | [7 empty] | NIS | 4503-VZ-DM-T51102031 |  |  |  | 5110-XZY-855/5110-SSB-002 | [28 empty] | 5110-SSB-002
| 5110-XZZSC-857 |  | 5110-XZ-857 | LIMIT SWITCH - CLOSE |  |  | DIR | SIS | Field | [7 empty] | IS | 4503-VZ-DM-T51102032 |  |  |  | 5110-XZZSC-857/5110-SSB-001 | [28 empty] | 5110-SSB-001
| 5110-XZZSO-857 |  | 5110-XZ-857 | LIMIT SWITCH - OPEN |  |  | DIR | SIS | Field | [7 empty] | IS | 4503-VZ-DM-T51102032 |  |  |  | 5110-XZZSO-857/5110-SSB-001 | [28 empty] | 5110-SSB-001
| 5110-XZY-857 |  | 5110-XZ-857 | SOLENOID VALVE |  |  | DOR | SIS | Field | [7 empty] | NIS | 4503-VZ-DM-T51102032 |  |  |  | 5110-XZY-857/5110-SSB-002 | [28 empty] | 5110-SSB-002
| 5120-FT-201 |  | 5120-FD-201 | FLOW TRANSMITTER - VORTEX |  |  | AIRH | DCS | Field | [7 empty] | IS | 4503-VZ-DM-T51202008 |  |  |  | 5120-FT-201/5120-DSB-002 | [28 empty] | 5120-DSB-002
| 5120-FY-201 |  | 5120-FD-201 | E/P POSITIONER |  |  | AORH | DCS | Field | [7 empty] | IS | 4503-VZ-DM-T51202008 |  |  |  | 5120-FY-201/5120-DSB-002 | [28 empty] | 5120-DSB-002
| 5120-FT-225 |  | 5120-FD-225 | FLOW TRANSMITTER - VORTEX |  |  | AIRH | DCS | Field | [7 empty] | IS | 4503-VZ-DM-T51202001 |  |  |  | 5120-FT-225/6190-DSB-002 | [28 empty] | 6190-DSB-002
| 5120-FY-225 |  | 5120-FD-225 | E/P POSITIONER |  |  | AORH | DCS | Field | [7 empty] | IS | 4503-VZ-DM-T51202001 |  |  |  | 5120-FY-225/6190-DSB-001 | [28 empty] | 6190-DSB-001
| 5120-FT-240 |  | 5120-FD-240 | FLOW TRANSMITTER - CORIOLIS |  |  | AIRH | DCS | Field |  |  |  |  | 230 VAC |  |  | IS | 4503-VZ-DM-T51202005 |  |  |  | 5120-FT-240/6190-DSB-002 | [28 empty] | 6190-DSB-002
| 5120-FY-240 |  | 5120-FD-240 | E/P POSITIONER |  |  | AORH | DCS | Field | [7 empty] | IS | 4503-VZ-DM-T51202005 |  |  |  | 5120-FY-240/6190-DSB-002 | [28 empty] | 6190-DSB-002
| 5120-FT-245 |  | 5120-FD-245 | FLOW TRANSMITTER - VORTEX |  |  | AIRH | DCS | Field | [7 empty] | IS | 4503-VZ-DM-T51202009 |  |  |  | 5120-FT-245/6190-DSB-001 | [28 empty] | 6190-DSB-001
| 5120-FY-245 |  | 5120-FD-245 | E/P POSITIONER |  |  | AORH | DCS | Field | [7 empty] | IS | 4503-VZ-DM-T51202009 |  |  |  | 5120-FY-245/5120-DSB-001 | [28 empty] | 5120-DSB-001
| 5120-FT-258 |  | 5120-FD-258 | FLOW TRANSMITTER - VORTEX |  |  | AIRH | DCS | Field | [7 empty] | IS | 4503-VZ-DM-T51202001 |  |  |  | 5120-FT-258/6190-DSB-001 | [28 empty] | 6190-DSB-001
| 5120-FT-259 |  | 5120-FD-259 | FLOW TRANSMITTER - VORTEX |  |  | AIRH | DCS | Field | [7 empty] | IS | 4503-VZ-DM-T51202001 |  |  |  | 5120-FT-259/6190-DSB-001 | [28 empty] | 6190-DSB-001
| 5120-FY-259 |  | 5120-FD-259 | E/P POSITIONER |  |  | AORH | DCS | Field | [7 empty] | IS | 4503-VZ-DM-T51202001 |  |  |  | 5120-FY-259/6190-DSB-001 | [28 empty] | 6190-DSB-001
| 5120-FT-261 |  | 5120-FD-261 | FLOW TRANSMITTER - VORTEX |  |  | AIRH | DCS | Field | [7 empty] | IS | 4503-VZ-DM-T51202009 |  |  |  | 5120-FT-261/6190-DSB-001 | [28 empty] | 6190-DSB-001
| 5120-FY-261 |  | 5120-FD-261 | E/P POSITIONER |  |  | AORH | DCS | Field | [7 empty] | IS | 4503-VZ-DM-T51202009 |  |  |  | 5120-FY-261/5120-DSB-001 | [28 empty] | 5120-DSB-001
| 5120-FT-262 |  | 5120-FD-262 | FLOW TRANSMITTER - VORTEX |  |  | AIRH | DCS | Field | [7 empty] | IS | 4503-VZ-DM-T51202003 |  |  |  | 5120-FT-262/5120-DSB-001 | [28 empty] | 5120-DSB-001
| 5120-FY-262 |  | 5120-FD-262 | E/P POSITIONER |  |  | AORH | DCS | Field | [7 empty] | IS | 4503-VZ-DM-T51202003 |  |  |  | 5120-FY-262/5120-DSB-001 | [28 empty] | 5120-DSB-001
| 5120-FT-263 |  | 5120-FD-263 | FLOW TRANSMITTER - VORTEX |  |  | AIRH | DCS | Field | [7 empty] | IS | 4503-VZ-DM-T51202003 |  |  |  | 5120-FT-263/5120-DSB-001 | [28 empty] | 5120-DSB-001
| 5120-FT-264 |  | 5120-FD-264 | FLOW TRANSMITTER - VORTEX |  |  | AIRH | DCS | Field | [7 empty] | IS | 4503-VZ-DM-T51202002 |  |  |  | 5120-FT-264/6190-DSB-001 | [28 empty] | 6190-DSB-001
| 5120-FY-264 |  | 5120-FD-264 | E/P POSITIONER |  |  | AORH | DCS | Field | [7 empty] | IS | 4503-VZ-DM-T51202002 |  |  |  | 5120-FY-264/6190-DSB-001 | [28 empty] | 6190-DSB-001
| 5120-FY-265 |  | 5120-FD-265 | E/P POSITIONER |  |  | AORH | DCS | Field | [7 empty] | IS | 4503-VZ-DM-T51202002 |  |  |  | 5120-FY-265/6190-DSB-002 | [28 empty] | 6190-DSB-002
| 5120-FT-265 |  | 5120-FD-265 | FLOW TRANSMITTER - VORTEX |  |  | AIRH | DCS | Field | [7 empty] | IS | 4503-VZ-DM-T51202002 |  |  |  | 5120-FT-265/6190-DSB-002 | [28 empty] | 6190-DSB-002
| 5120-FT-267 |  | 5120-FD-267 | FLOW TRANSMITTER - CORIOLIS |  |  | AIRH | DCS | Field |  |  |  |  | 230 VAC |  |  | IS | 4503-VZ-DM-T51202005 |  |  |  | 5120-FT-267/6190-DSB-002 | [28 empty] | 6190-DSB-002
| 5120-FT-268 |  | 5120-FD-268 | FLOW TRANSMITTER - VORTEX |  |  | AIRH | DCS | Field | [7 empty] | IS | 4503-VZ-DM-T51202004 |  |  |  | 5120-FT-268/6190-DSB-002 | [28 empty] | 6190-DSB-002
| 5120-FY-268 |  | 5120-FD-268 | E/P POSITIONER |  |  | AORH | DCS | Field | [7 empty] | IS | 4503-VZ-DM-T51202004 |  |  |  | 5120-FY-268/6190-DSB-001 | [28 empty] | 6190-DSB-001
| 5120-FT-269 |  | 5120-FD-269 | FLOW TRANSMITTER - VORTEX |  |  | AIRH | DCS | Field | [7 empty] | IS | 4503-VZ-DM-T51202004 |  |  |  | 5120-FT-269/6190-DSB-002 | [28 empty] | 6190-DSB-002
| 5120-FY-269 |  | 5120-FD-269 | E/P POSITIONER |  |  | AORH | DCS | Field | [7 empty] | IS | 4503-VZ-DM-T51202004 |  |  |  | 5120-FY-269/6190-DSB-002 | [28 empty] | 6190-DSB-002
| 5120-FT-270 |  | 5120-FD-270 | FLOW TRANSMITTER - VORTEX |  |  | AIRH | DCS | Field | [7 empty] | IS | 4503-VZ-DM-T51202004 |  |  |  | 5120-FT-270/6190-DSB-001 | [28 empty] | 6190-DSB-001
| 5120-FY-271 |  | 5120-FD-271 | E/P POSITIONER |  |  | AORH | DCS | Field | [7 empty] | IS | 4503-VZ-DM-T51202006 |  |  |  | 5120-FY-271/5120-DSB-002 | [28 empty] | 5120-DSB-002
| 5120-FT-273 |  | 5120-FD-273 | FLOW TRANSMITTER - VORTEX |  |  | AIRH | DCS | Field | [7 empty] | IS | 4503-VZ-DM-T51202007 |  |  |  | 5120-FT-273/5120-DSB-002 | [28 empty] | 5120-DSB-002
| 5120-FT-274 |  | 5120-FD-274 | FLOW TRANSMITTER - VORTEX |  |  | AIRH | DCS | Field | [7 empty] | IS | 4503-VZ-DM-T51202007 |  |  |  | 5120-FT-274/5120-DSB-002 | [28 empty] | 5120-DSB-002
| 5120-FY-274 |  | 5120-FD-274 | E/P POSITIONER |  |  | AORH | DCS | Field | [7 empty] | IS | 4503-VZ-DM-T51202007 |  |  |  | 5120-FY-274/5120-DSB-002 | [28 empty] | 5120-DSB-002
| 5120-FT-276 |  | 5120-FD-276 | FLOW TRANSMITTER - VORTEX |  |  | AIRH | DCS | Field | [7 empty] | IS | 4503-VZ-DM-T51202008 |  |  |  | 5120-FT-276/5120-DSB-002 | [28 empty] | 5120-DSB-002
| 5120-FY-276 |  | 5120-FD-276 | E/P POSITIONER |  |  | AORH | DCS | Field | [7 empty] | IS | 4503-VZ-DM-T51202008 |  |  |  | 5120-FY-276/5120-DSB-002 | [28 empty] | 5120-DSB-002
| 5120-HY-101 |  | 5120-HD-101 | E/P POSITIONER |  |  | AORH | DCS | Field | [7 empty] | IS | 4503-VZ-DM-T51202003 |  |  |  | 5120-HY-101/6190-DSB-001 | [28 empty] | 6190-DSB-001
| 5120-HY-136 |  | 5120-HD-136 | E/P POSITIONER |  |  | AORH | DCS | Field | [7 empty] | IS | 4503-VZ-DM-T51202001 |  |  |  | 5120-HY-136/6190-DSB-002 | [28 empty] | 6190-DSB-002
| 5120-PZT-566 |  | 5120-PZ-566 | PRESSURE TRANSMITTER |  |  | AIRH | SIS | Field | [7 empty] | IS | 4503-VZ-DM-T51202004 |  |  |  | 5120-PZT-566/5120-SSB-001 | [28 empty] | 5120-SSB-001
| 5120-LT-325P |  | 5120-LD-325P | LEVEL TRANSM. - DP DIAPHRAGM CAPILLARY |  |  | AIRH | DCS | Field | [7 empty] | IS | 4503-GG-VD-BD021T0151P2001AB026 | 51-P-2001A | 51-P-2001 A/B | 51-P-2001_G1 | 5120-LT-325P/5120-DSB-004 | [28 empty] | 5120-DSB-004
| 5120-LT-326P |  | 5120-LD-326P | LEVEL TRANSM. - DP DIAPHRAGM CAPILLARY |  |  | AIRH | DCS | Field | [7 empty] | IS | 4503-GG-VD-BD021T0151P2001AB026 | 51-P-2001B | 51-P-2001 A/B | 51-P-2001_G2 | 5120-LT-326P/5120-DSB-004 | [28 empty] | 5120-DSB-004
| 5120-LT-338 |  | 5120-LD-338 | LEVEL TRANSM. - GWR EXT. CHAMBER |  |  | AIRH | DCS | Field | [7 empty] | IS | 4503-VZ-DM-T51202003 | 51-V-2002 |  |  | 5120-LT-338/6190-DSB-002 | [28 empty] | 6190-DSB-002
| 5120-LY-338 |  | 5120-LD-338 | E/P POSITIONER |  |  | AORH | DCS | Field | [7 empty] | IS | 4503-VZ-DM-T51202003 |  |  |  | 5120-LY-338/6190-DSB-002 | [28 empty] | 6190-DSB-002
| 5120-LT-342 |  | 5120-LD-342 | LEVEL TRANSM. - GWR EXT. CHAMBER |  |  | AIRH | DCS | Field | [7 empty] | IS | 4503-VZ-DM-T51202002 | 51-C-2002 |  |  | 5120-LT-342/6190-DSB-002 | [28 empty] | 6190-DSB-002
| 5120-LT-344 |  | 5120-LD-344 | LEVEL TRANSMITTER - dP |  |  | AIRH | DCS | Field | [7 empty] | IS | 4503-VZ-DM-T51202002 |  |  |  | 5120-LT-344/6190-DSB-002 | [28 empty] | 6190-DSB-002
| 5120-LY-344 |  | 5120-LD-344 | E/P POSITIONER |  |  | AORH | DCS | Field | [7 empty] | IS | 4503-VZ-DM-T51202002 |  |  |  | 5120-LY-344/6190-DSB-001 | [28 empty] | 6190-DSB-001
| 5120-LT-346 |  | 5120-LD-346 | LEVEL TRANSM. - GWR EXT. CHAMBER |  |  | AIRH | DCS | Field | [7 empty] | IS | 4503-VZ-DM-T51202005 | 51-V-2004 |  |  | 5120-LT-346/6190-DSB-002 | [28 empty] | 6190-DSB-002
| 5120-LY-346 |  | 5120-LD-346 | E/P POSITIONER |  |  | AORH | DCS | Field | [7 empty] | IS | 4503-VZ-DM-T51202005 |  |  |  | 5120-LY-346/6190-DSB-002 | [28 empty] | 6190-DSB-002
| 5120-LT-350 |  | 5120-LD-350 | LEVEL TRANSM. - GWR EXT. CHAMBER |  |  | AIRH | DCS | Field | [7 empty] | IS | 4503-VZ-DM-T51202004 | 51-C-2004 |  |  | 5120-LT-350/6190-DSB-002 | [28 empty] | 6190-DSB-002
| 5120-LY-350 |  | 5120-LD-350 | E/P POSITIONER |  |  | AORH | DCS | Field | [7 empty] | IS | 4503-VZ-DM-T51202004 |  |  |  | 5120-LY-350/6190-DSB-001 | [28 empty] | 6190-DSB-001
| 5120-LT-351 |  | 5120-LD-351 | LEVEL TRANSMITTER - dP |  |  | AIRH | DCS | Field | [7 empty] | IS | 4503-VZ-DM-T51202004 |  |  |  | 5120-LT-351/6190-DSB-002 | [28 empty] | 6190-DSB-002
| 5120-LY-351 |  | 5120-LD-351 | E/P POSITIONER |  |  | AORH | DCS | Field | [7 empty] | IS | 4503-VZ-DM-T51202004 |  |  |  | 5120-LY-351/6190-DSB-002 | [28 empty] | 6190-DSB-002
| 5120-LT-354 |  | 5120-LD-354 | LEVEL TRANSM. - GWR EXT. CHAMBER |  |  | AIRH | DCS | Field | [7 empty] | IS | 4503-VZ-DM-T51202006 | 51-V-2007B |  |  | 5120-LT-354/5120-DSB-002 | [28 empty] | 5120-DSB-002
| 5120-LY-354 |  | 5120-LD-354 | E/P POSITIONER |  |  | AORH | DCS | Field | [7 empty] | IS | 4503-VZ-DM-T51202007 |  |  |  | 5120-LY-354/5120-DSB-002 | [28 empty] | 5120-DSB-002
| 5120-LT-355 |  | 5120-LD-355 | LEVEL TRANSM. - GWR EXT. CHAMBER |  |  | AIRH | DCS | Field | [7 empty] | IS | 4503-VZ-DM-T51202006 | 51-V-2007A |  |  | 5120-LT-355/5120-DSB-002 | [28 empty] | 5120-DSB-002
| 5120-LT-359 |  | 5120-LD-359 | LEVEL TRANSM. - GWR EXT. CHAMBER |  |  | AIRH | DCS | Field | [7 empty] | IS | 4503-VZ-DM-T51202008 | 51-V-2006 |  |  | 5120-LT-359/5120-DSB-002 | [28 empty] | 5120-DSB-002
| 5120-LY-359 |  | 5120-LD-359 | E/P POSITIONER |  |  | AORH | DCS | Field | [7 empty] | IS | 4503-VZ-DM-T51202008 |  |  |  | 5120-LY-359/5120-DSB-002 | [28 empty] | 5120-DSB-002
| 5120-LT-360 |  | 5120-LD-360 | LEVEL TRANSM. - GWR EXT. CHAMBER |  |  | AIRH | DCS | Field | [7 empty] | IS | 4503-VZ-DM-T51202001 | 51-V-2001 |  |  | 5120-LT-360/6190-DSB-001 | [28 empty] | 6190-DSB-001
| 5120-LT-361P |  | 5120-LD-361P | LEVEL TRANSMITTER - dP |  |  | AIRH | DCS | Field | [7 empty] | IS | 4503-GG-VD-BD018T0151P2002AB062 | 51-P-2002A | 51-P-2002 A/B | 51-P-2002_G1 | 5120-LT-361P/5120-DSB-004 | [28 empty] | 5120-DSB-004
| 5120-LT-362P |  | 5120-LD-362P | LEVEL TRANSMITTER - dP |  |  | AIRH | DCS | Field | [7 empty] | IS | 4503-GG-VD-BD018T0151P2002AB062 | 51-P-2002B | 51-P-2002 A/B | 51-P-2002_G2 | 5120-LT-362P/5120-DSB-004 | [28 empty] | 5120-DSB-004
| 5120-LT-363P |  | 5120-LD-363P | LEVEL TRANSMITTER - dP |  |  | AIRH | DCS | Field | [7 empty] | IS | 4503-GG-VD-BD018T0151P2004AB063 | 51-P-2004A | 51-P-2004 A/B | 51-P-2004_G1 | 5120-LT-363P/5120-DSB-004 | [28 empty] | 5120-DSB-004
| 5120-LT-364P |  | 5120-LD-364P | LEVEL TRANSMITTER - dP |  |  | AIRH | DCS | Field | [7 empty] | IS | 4503-GG-VD-BD018T0151P2004AB063 | 51-P-2004B | 51-P-2004 A/B | 51-P-2004_G2 | 5120-LT-364P/5120-DSB-004 | [28 empty] | 5120-DSB-004
| 5120-LT-365P |  | 5120-LD-365P | LEVEL TRANSMITTER - dP |  |  | AIRH | DCS | Field | [7 empty] | IS | 4503-GG-VD-BD018T0151P2006AB064 | 51-P-2006A | 51-P-2006 A/B | 51-P-2006_G1 | 5120-LT-365P/5120-DSB-004 | [28 empty] | 5120-DSB-004
| 5120-LT-366P |  | 5120-LD-366P | LEVEL TRANSMITTER - dP |  |  | AIRH | DCS | Field | [7 empty] | IS | 4503-GG-VD-BD018T0151P2006AB064 | 51-P-2006B | 51-P-2006 A/B | 51-P-2006_G2 | 5120-LT-366P/5120-DSB-004 | [28 empty] | 5120-DSB-004
| 5120-LT-367P |  | 5120-LD-367P | LEVEL TRANSMITTER - dP |  |  | AIRH | DCS | Field | [7 empty] | IS | 4503-GG-VD-BD018T0151P2007ABC065 | 51-P-2007A | 51-P-2007 A/B/C | 51-P-2007_G1 | 5120-LT-367P/5120-DSB-004 | [28 empty] | 5120-DSB-004
| 5120-LT-368P |  | 5120-LD-368P | LEVEL TRANSMITTER - dP |  |  | AIRH | DCS | Field | [7 empty] | IS | 4503-GG-VD-BD018T0151P2007ABC065 | 51-P-2007B | 51-P-2007 A/B/C | 51-P-2007_G2 | 5120-LT-368P/5120-DSB-004 | [28 empty] | 5120-DSB-004
| 5120-LT-369P |  | 5120-LD-369P | LEVEL TRANSMITTER - dP |  |  | AIRH | DCS | Field | [7 empty] | IS | 4503-GG-VD-BD018T0151P2007ABC065 |  | 51-P-2007 A/B/C | 51-P-2007_G3 | 5120-LT-369P/5120-DSB-004 | [28 empty] | 5120-DSB-004
| 5120-LZT-301 |  | 5120-LZ-301 | LEVEL TRANSM. - GWR EXT. CHAMBER |  |  | AIRH | SIS | Field | [7 empty] | IS | 4503-VZ-DM-T51202008 | 51-V-2006 |  |  | 5120-LZT-301/6190-SSB-002 | [28 empty] | 6190-SSB-002
| 5120-LZT-335A |  | 5120-LZ-335A | LEVEL TRANSM. - GWR EXT. CHAMBER |  |  | AIRH | SIS | Field | [7 empty] | IS | 4503-VZ-DM-T51202001 | 51-V-2001 |  | 5120-LZ-335_G1 | 5120-LZT-335A/6190-SSB-002 | [28 empty] | 6190-SSB-002
| 5120-LZT-335B |  | 5120-LZ-335B | LEVEL TRANSM. - GWR EXT. CHAMBER |  |  | AIRH | SIS | Field | [7 empty] | IS | 4503-VZ-DM-T51202001 | 51-V-2001 |  | 5120-LZ-335_G2 | 5120-LZT-335B/6190-SSB-002 | [28 empty] | 6190-SSB-002
| 5120-LZT-335C |  | 5120-LZ-335C | LEVEL TRANSM. - GWR EXT. CHAMBER |  |  | AIRH | SIS | Field | [7 empty] | IS | 4503-VZ-DM-T51202001 | 51-V-2001 |  | 5120-LZ-335_G3 | 5120-LZT-335C/6190-SSB-002 | [28 empty] | 6190-SSB-002
| 5120-LZT-339 |  | 5120-LZ-339 | LEVEL TRANSM. - GWR EXT. CHAMBER |  |  | AIRH | SIS | Field | [7 empty] | IS | 4503-VZ-DM-T51202003 | 51-V-2002 |  |  | 5120-LZT-339/5110-SSB-001 | [28 empty] | 5110-SSB-001
| 5120-LZT-343 |  | 5120-LZ-343 | LEVEL TRANSM. - GWR EXT. CHAMBER |  |  | AIRH | SIS | Field | [7 empty] | IS | 4503-VZ-DM-T51202002 | 51-C-2002 |  |  | 5120-LZT-343/5110-SSB-001 | [28 empty] | 5110-SSB-001
| 5120-LZT-347 |  | 5120-LZ-347 | LEVEL TRANSM. - GWR EXT. CHAMBER |  |  | AIRH | SIS | Field | [7 empty] | IS | 4503-VZ-DM-T51202005 | 51-V-2004 |  |  | 5120-LZT-347/5110-SSB-001 | [28 empty] | 5110-SSB-001
| 5120-LZT-356 |  | 5120-LZ-356 | LEVEL TRANSM. - GWR EXT. CHAMBER |  |  | AIRH | SIS | Field | [7 empty] | IS | 4503-VZ-DM-T51202006 | 51-V-2007A |  |  | 5120-LZT-356/6190-SSB-002 | [28 empty] | 6190-SSB-002
| 5120-LZT-357 |  | 5120-LZ-357 | LEVEL TRANSM. - GWR EXT. CHAMBER |  |  | AIRH | SIS | Field | [7 empty] | IS | 4503-VZ-DM-T51202006 | 51-V-2007B |  |  | 5120-LZT-357/6190-SSB-002 | [28 empty] | 6190-SSB-002
| 5120-PT-401 |  | 5120-PD-401 | PRESSURE TRANSMITTER |  |  | AIRH | DCS | Field | [7 empty] | IS | 4503-VZ-DM-T51202002 |  |  |  | 5120-PT-401/5120-DSB-001 | [28 empty] | 5120-DSB-001
| 5120-PDT-402 |  | 5120-PD-402 | PRESSURE DIFFERENTIAL TRANSMITTER |  |  | AIRH | DCS | Field | [7 empty] | IS | 4503-VZ-DM-T51202004 | 51-F-1009 |  |  | 5120-PDT-402/6190-DSB-001 | [28 empty] | 6190-DSB-001
| 5120-PT-425P |  | 5120-PD-425P | PRESSURE TRANSMITTER |  |  | AIRH | DCS | Field | [7 empty] | IS | 4503-GG-VD-BD021T0151P2001AB026 | 51-P-2001A | 51-P-2001 A/B | 51-P-2001_G1 | 5120-PT-425P/5120-DSB-004 | [28 empty] | 5120-DSB-004
| 5120-PT-426P |  | 5120-PD-426P | PRESSURE TRANSMITTER |  |  | AIRH | DCS | Field | [7 empty] | IS | 4503-GG-VD-BD021T0151P2001AB026 | 51-P-2001B | 51-P-2001 A/B | 51-P-2001_G1 | 5120-PT-426P/5120-DSB-004 | [28 empty] | 5120-DSB-004
| 5120-PT-452P |  | 5120-PD-452P | PRESSURE TRANSMITTER |  |  | AIRH | DCS | Field | [7 empty] | IS | 4503-GG-VD-BD021T0151P2001AB026 | 51-P-2001A | 51-P-2001 A/B | 51-P-2001_G2 | 5120-PT-452P/5120-DSB-004 | [28 empty] | 5120-DSB-004
| 5120-PT-455P |  | 5120-PD-455P | PRESSURE TRANSMITTER |  |  | AIRH | DCS | Field | [7 empty] | IS | 4503-GG-VD-BD021T0151P2001AB026 | 51-P-2001B | 51-P-2001 A/B | 51-P-2001_G2 | 5120-PT-455P/5120-DSB-004 | [28 empty] | 5120-DSB-004
| 5120-PT-459P |  | 5120-PD-459P | PRESSURE TRANSMITTER |  |  | AIRH | DCS | Field | [7 empty] | IS | 4503-GG-VD-BD018T0151P2002AB062 | 51-P-2002A | 51-P-2002 A/B | 51-P-2002_G1 | 5120-PT-459P/5120-DSB-004 | [28 empty] | 5120-DSB-004
| 5120-PT-460P |  | 5120-PD-460P | PRESSURE TRANSMITTER |  |  | AIRH | DCS | Field | [7 empty] | IS | 4503-GG-VD-BD018T0151P2002AB062 | 51-P-2002B | 51-P-2002 A/B | 51-P-2002_G2 | 5120-PT-460P/5120-DSB-004 | [28 empty] | 5120-DSB-004
| 5120-PT-463P |  | 5120-PD-463P | PRESSURE TRANSMITTER |  |  | AIRH | DCS | Field | [7 empty] | IS | 4503-GG-VD-BD018T0151P2004AB063 | 51-P-2002A | 51-P-2004 A/B | 51-P-2004_G1 | 5120-PT-463P/5120-DSB-004 | [28 empty] | 5120-DSB-004
| 5120-PT-464P |  | 5120-PD-464P | PRESSURE TRANSMITTER |  |  | AIRH | DCS | Field | [7 empty] | IS | 4503-GG-VD-BD018T0151P2004AB063 | 51-P-2002B | 51-P-2004 A/B | 51-P-2004_G2 | 5120-PT-464P/5120-DSB-004 | [28 empty] | 5120-DSB-004
| 5120-PT-467P |  | 5120-PD-467P | PRESSURE TRANSMITTER |  |  | AIRH | DCS | Field | [7 empty] | IS | 4503-GG-VD-BD018T0151P2006AB064 | 51-P-2006A | 51-P-2006 A/B | 51-P-2006_G1 | 5120-PT-467P/5120-DSB-004 | [28 empty] | 5120-DSB-004
| 5120-PT-468P |  | 5120-PD-468P | PRESSURE TRANSMITTER |  |  | AIRH | DCS | Field | [7 empty] | IS | 4503-GG-VD-BD018T0151P2006AB064 | 51-P-2006B | 51-P-2006 A/B | 51-P-2006_G2 | 5120-PT-468P/5120-DSB-004 | [28 empty] | 5120-DSB-004
| 5120-PT-472P |  | 5120-PD-472P | PRESSURE TRANSMITTER |  |  | AIRH | DCS | Field | [7 empty] | IS | 4503-GG-VD-BD018T0151P2007ABC065 | 51-P-2007A | 51-P-2007 A/B/C | 51-P-2007_G1 | 5120-PT-472P/5120-DSB-004 | [28 empty] | 5120-DSB-004
| 5120-PT-473P |  | 5120-PD-473P | PRESSURE TRANSMITTER |  |  | AIRH | DCS | Field | [7 empty] | IS | 4503-GG-VD-BD018T0151P2007ABC065 | 51-P-2007B | 51-P-2007 A/B/C | 51-P-2007_G2 | 5120-PT-473P/5120-DSB-004 | [28 empty] | 5120-DSB-004
| 5120-PT-474P |  | 5120-PD-474P | PRESSURE TRANSMITTER |  |  | AIRH | DCS | Field | [7 empty] | IS | 4503-GG-VD-BD018T0151P2007ABC065 | 51-P-2007C | 51-P-2007 A/B/C | 51-P-2007_G3 | 5120-PT-474P/5120-DSB-004 | [28 empty] | 5120-DSB-004
| 5120-PT-510 |  | 5120-PD-510 | PRESSURE TRANSMITTER |  |  | AIRH | DCS | Field | [7 empty] | IS | 4503-VZ-DM-T51202001 |  |  |  | 5120-PT-510/6190-DSB-001 | [28 empty] | 6190-DSB-001
| 5120-PT-515 |  | 5120-PD-515 | PRESSURE TRANSMITTER |  |  | AIRH | DCS | Field | [7 empty] | IS | 4503-VZ-DM-T51202001 |  |  |  | 5120-PT-515/6190-DSB-001 | [28 empty] | 6190-DSB-001
| 5120-PY-515A |  | 5120-PD-515 | E/P POSITIONER |  |  | AORH | DCS | Field | [7 empty] | IS | 4503-VZ-DM-T51202001 |  |  |  | 5120-PY-515A/6190-DSB-001 | [28 empty] | 6190-DSB-001
| 5120-PY-515B |  | 5120-PD-515 | E/P POSITIONER |  |  | AORH | DCS | Field | [7 empty] | IS | 4503-VZ-DM-T51202001 |  |  |  | 5120-PY-515B/6190-DSB-001 | [28 empty] | 6190-DSB-001
| 5120-PT-522 |  | 5120-PD-522 | PRESSURE TRANSMITTER |  |  | AIRH | DCS | Field | [7 empty] | IS | 4503-VZ-DM-T51202003 |  |  |  | 5120-PT-522/5120-DSB-001 | [28 empty] | 5120-DSB-001
| 5120-PY-522 |  | 5120-PD-522 | E/P POSITIONER |  |  | AORH | DCS | Field | [7 empty] | IS | 4503-VZ-DM-T51202003 |  |  |  | 5120-PY-522/5120-DSB-001 | [28 empty] | 5120-DSB-001
| 5120-PT-523 |  | 5120-PD-523 | PRESSURE TRANSMITTER |  |  | AIRH | DCS | Field | [7 empty] | IS | 4503-VZ-DM-T51202003 |  |  |  | 5120-PT-523/5120-DSB-001 | [28 empty] | 5120-DSB-001
| 5120-PY-525 |  | 5120-PD-525 | E/P POSITIONER |  |  | AORH | DCS | Field | [7 empty] | IS | 4503-VZ-DM-T51202003 |  |  |  | 5120-PY-525/5120-DSB-001 | [28 empty] | 5120-DSB-001
| 5120-PT-525 |  | 5120-PD-525 | PRESSURE TRANSMITTER |  |  | AIRH | DCS | Field | [7 empty] | IS | 4503-VZ-DM-T51202003 |  |  |  | 5120-PT-525/6190-DSB-001 | [28 empty] | 6190-DSB-001
| 5120-PDT-527 |  | 5120-PD-527 | PRESSURE DIFFERENTIAL TRANSMITTER |  |  | AIRH | DCS | Field | [7 empty] | IS | 4503-VZ-DM-T51202002 | 51-C-2002 |  |  | 5120-PDT-527/5120-DSB-002 | [28 empty] | 5120-DSB-002
| 5120-PY-528 |  | 5120-PD-528 | E/P POSITIONER |  |  | AORH | DCS | Field | [7 empty] | IS | 4503-VZ-DM-T51202002 |  |  |  | 5120-PY-528/6190-DSB-001 | [28 empty] | 6190-DSB-001
| 5120-PT-528 |  | 5120-PD-528 | PRESSURE TRANSMITTER |  |  | AIRH | DCS | Field | [7 empty] | IS | 4503-VZ-DM-T51202002 |  |  |  | 5120-PT-528/6190-DSB-002 | [28 empty] | 6190-DSB-002
| 5120-PT-529 |  | 5120-PD-529 | PRESSURE TRANSMITTER |  |  | AIRH | DCS | Field | [7 empty] | IS | 4503-VZ-DM-T51202002 |  |  |  | 5120-PT-529/6190-DSB-002 | [28 empty] | 6190-DSB-002
| 5120-PT-530 |  | 5120-PD-530 | PRESSURE TRANSMITTER |  |  | AIRH | DCS | Field | [7 empty] | IS | 4503-VZ-DM-T51202009 |  |  |  | 5120-PT-530/6190-DSB-001 | [28 empty] | 6190-DSB-001
| 5120-PT-533 |  | 5120-PD-533 | PRESSURE TRANSMITTER |  |  | AIRH | DCS | Field | [7 empty] | IS | 4503-VZ-DM-T51202005 |  |  |  | 5120-PT-533/6190-DSB-002 | [28 empty] | 6190-DSB-002
| 5120-PT-534 |  | 5120-PD-534 | PRESSURE TRANSMITTER |  |  | AIRH | DCS | Field | [7 empty] | IS | 4503-VZ-DM-T51202005 |  |  |  | 5120-PT-534/5120-DSB-002 | [28 empty] | 5120-DSB-002
| 5120-PY-534 |  | 5120-PD-534 | E/P POSITIONER |  |  | AORH | DCS | Field | [7 empty] | IS | 4503-VZ-DM-T51202005 |  |  |  | 5120-PY-534/6190-DSB-002 | [28 empty] | 6190-DSB-002
| 5120-PT-535 |  | 5120-PD-535 | PRESSURE TRANSMITTER |  |  | AIRH | DCS | Field | [7 empty] | IS | 4503-VZ-DM-T51202005 |  |  |  | 5120-PT-535/6190-DSB-001 | [28 empty] | 6190-DSB-001
| 5120-PY-535 |  | 5120-PD-535 | E/P POSITIONER |  |  | AORH | DCS | Field | [7 empty] | IS | 4503-VZ-DM-T51202005 |  |  |  | 5120-PY-535/6190-DSB-001 | [28 empty] | 6190-DSB-001
| 5120-PT-536 |  | 5120-PD-536 | PRESSURE TRANSMITTER |  |  | AIRH | DCS | Field | [7 empty] | IS | 4503-VZ-DM-T51202004 |  |  |  | 5120-PT-536/5120-DSB-002 | [28 empty] | 5120-DSB-002
| 5120-PDT-539 |  | 5120-PD-539 | PRESSURE DIFFERENTIAL TRANSMITTER |  |  | AIRH | DCS | Field | [7 empty] | IS | 4503-VZ-DM-T51202004 | 51-C-2004 |  |  | 5120-PDT-539/5120-DSB-002 | [28 empty] | 5120-DSB-002
| 5120-PT-540 |  | 5120-PD-540 | PRESSURE TRANSMITTER |  |  | AIRH | DCS | Field | [7 empty] | IS | 4503-VZ-DM-T51202004 |  |  |  | 5120-PT-540/6190-DSB-002 | [28 empty] | 6190-DSB-002
| 5120-PY-540 |  | 5120-PD-540 | E/P POSITIONER |  |  | AORH | DCS | Field | [7 empty] | IS | 4503-VZ-DM-T51202004 |  |  |  | 5120-PY-540/6190-DSB-001 | [28 empty] | 6190-DSB-001
| 5120-PT-541 |  | 5120-PD-541 | PRESSURE TRANSMITTER |  |  | AIRH | DCS | Field | [7 empty] | IS | 4503-VZ-DM-T51202004 |  |  |  | 5120-PT-541/6190-DSB-002 | [28 empty] | 6190-DSB-002
| 5120-PT-545 |  | 5120-PD-545 | PRESSURE TRANSMITTER |  |  | AIRH | DCS | Field | [7 empty] | IS | 4503-VZ-DM-T51202006 |  |  |  | 5120-PT-545/6190-DSB-001 | [28 empty] | 6190-DSB-001
| 5120-PY-545A |  | 5120-PD-545 | E/P POSITIONER |  |  | AORH | DCS | Field | [7 empty] | IS | 4503-VZ-DM-T51202006 |  |  |  | 5120-PY-545A/5120-DSB-002 | [28 empty] | 5120-DSB-002
| 5120-PY-545B |  | 5120-PD-545 | E/P POSITIONER |  |  | AORH | DCS | Field | [7 empty] | IS | 4503-VZ-DM-T51202006 |  |  |  | 5120-PY-545B/5120-DSB-002 | [28 empty] | 5120-DSB-002
| 5120-PT-546 |  | 5120-PD-546 | PRESSURE TRANSMITTER |  |  | AIRH | DCS | Field | [7 empty] | IS | 4503-VZ-DM-T51202006 |  |  |  | 5120-PT-546/6190-DSB-001 | [28 empty] | 6190-DSB-001
| 5120-PY-546A |  | 5120-PD-546 | E/P POSITIONER |  |  | AORH | DCS | Field | [7 empty] | IS | 4503-VZ-DM-T51202006 |  |  |  | 5120-PY-546A/5120-DSB-002 | [28 empty] | 5120-DSB-002
| 5120-PY-546B |  | 5120-PD-546 | E/P POSITIONER |  |  | AORH | DCS | Field | [7 empty] | IS | 4503-VZ-DM-T51202006 |  |  |  | 5120-PY-546B/5120-DSB-002 | [28 empty] | 5120-DSB-002
| 5120-PT-552 |  | 5120-PD-552 | PRESSURE TRANSMITTER |  |  | AIRH | DCS | Field | [7 empty] | IS | 4503-VZ-DM-T51202008 |  |  |  | 5120-PT-552/5120-DSB-002 | [28 empty] | 5120-DSB-002
| 5120-PY-552A |  | 5120-PD-552 | E/P POSITIONER |  |  | AORH | DCS | Field | [7 empty] | IS | 4503-VZ-DM-T51202008 |  |  |  | 5120-PY-552A/5120-DSB-002 | [28 empty] | 5120-DSB-002
| 5120-PY-552B |  | 5120-PD-552 | E/P POSITIONER |  |  | AORH | DCS | Field | [7 empty] | IS | 4503-VZ-DM-T51202008 |  |  |  | 5120-PY-552B/5120-DSB-002 | [28 empty] | 5120-DSB-002
| 5120-XZZSC-848 |  | 5120-XZ-848 | LIMIT SWITCH - CLOSE |  |  | DIR | SIS | Field | [7 empty] | IS | 4503-VZ-DM-T51202002 |  |  |  | 5120-XZZSC-848/5120-SSB-001 | [28 empty] | 5120-SSB-001
| 5120-XZZSO-848 |  | 5120-XZ-848 | LIMIT SWITCH - OPEN |  |  | DIR | SIS | Field | [7 empty] | IS | 4503-VZ-DM-T51202002 |  |  |  | 5120-XZZSO-848/5120-SSB-001 | [28 empty] | 5120-SSB-001
| 5120-TT-653P |  | 5120-TD-653P | TEMPERATURE TRANSM. - HEAD MOUNT |  |  | AIRH | DCS | Field | [7 empty] | IS | 4503-GG-VD-BD021T0151P2001AB026 | 51-P-2001A | 51-P-2001 A/B | 51-P-2001_G1 | 5120-TT-653P/5120-DSB-004 | [28 empty] | 5120-DSB-004
| 5120-TT-654P |  | 5120-TD-654P | TEMPERATURE TRANSM. - HEAD MOUNT |  |  | AIRH | DCS | Field | [7 empty] | IS | 4503-GG-VD-BD021T0151P2001AB026 | 51-P-2001B | 51-P-2001 A/B | 51-P-2001_G2 | 5120-TT-654P/5120-DSB-004 | [28 empty] | 5120-DSB-004
| 5120-TT-655 |  | 5120-TD-655 | TEMPERATURE TRANSM. - HEAD MOUNT |  |  | AIRH | DCS | Field | [7 empty] | IS | 4503-VZ-DM-T51202002 | 51-C-2002 |  |  | 5120-TT-655/6190-DSB-001 | [28 empty] | 6190-DSB-001
| 5120-TT-677P |  | 5120-TD-677P | TEMPERATURE TRANSM. - HEAD MOUNT |  |  | AIRH | SIS | Field | [7 empty] | IS | 4503-GG-VD-BD018T0151P2002AB062 | 51-P-2002A | 51-P-2002 A/B | 51-P-2002_G1 | 5120-TT-677P/5120-SSB-001 | [28 empty] | 5120-SSB-001
| 5120-TT-679 |  | 5120-TD-679 | TEMPERATURE TRANSM. - HEAD MOUNT |  |  | AIRH | DCS | Field | [7 empty] | IS | 4503-VZ-DM-T51202001 |  |  |  | 5120-TT-679/6190-DSB-001 | [28 empty] | 6190-DSB-001
| 5120-TT-680 |  | 5120-TD-680 | TEMPERATURE TRANSM. - HEAD MOUNT |  |  | AIRH | DCS | Field | [7 empty] | IS | 4503-VZ-DM-T51202001 |  |  |  | 5120-TT-680/5120-DSB-002 | [28 empty] | 5120-DSB-002
| 5120-TT-681P |  | 5120-TD-681P | TEMPERATURE TRANSM. - HEAD MOUNT |  |  | AIRH | SIS | Field | [7 empty] | IS | 4503-GG-VD-BD018T0151P2002AB062 | 51-P-2002A | 51-P-2002 A/B | 51-P-2002_G1 | 5120-TT-681P/5120-SSB-001 | [28 empty] | 5120-SSB-001
| 5120-TT-683 |  | 5120-TD-683 | TEMPERATURE TRANSM. - HEAD MOUNT |  |  | AIRH | DCS | Field | [7 empty] | IS | 4503-VZ-DM-T51202003 |  |  |  | 5120-TT-683/6190-DSB-002 | [28 empty] | 6190-DSB-002
| 5120-TT-684 |  | 5120-TD-684 | TEMPERATURE TRANSM. - HEAD MOUNT |  |  | AIRH | DCS | Field | [7 empty] | IS | 4503-VZ-DM-T51202003 |  |  |  | 5120-TT-684/5120-DSB-002 | [28 empty] | 5120-DSB-002
| 5120-TT-685 |  | 5120-TD-685 | TEMPERATURE TRANSM. - HEAD MOUNT |  |  | AIRH | DCS | Field | [7 empty] | IS | 4503-VZ-DM-T51202003 |  |  |  | 5120-TT-685/5120-DSB-002 | [28 empty] | 5120-DSB-002
| 5120-TT-686 |  | 5120-TD-686 | TEMPERATURE TRANSM. - HEAD MOUNT |  |  | AIRH | DCS | Field | [7 empty] | IS | 4503-VZ-DM-T51202002 | 51-C-2002 |  |  | 5120-TT-686/6190-DSB-001 | [28 empty] | 6190-DSB-001
| 5120-TT-688 |  | 5120-TD-688 | TEMPERATURE TRANSM. - HEAD MOUNT |  |  | AIRH | DCS | Field | [7 empty] | IS | 4503-VZ-DM-T51202002 | 51-C-2002 |  |  | 5120-TT-688/6190-DSB-002 | [28 empty] | 6190-DSB-002
| 5120-TT-689 |  | 5120-TD-689 | TEMPERATURE TRANSM. - HEAD MOUNT |  |  | AIRH | DCS | Field | [7 empty] | IS | 4503-VZ-DM-T51202002 |  |  |  | 5120-TT-689/5120-DSB-002 | [28 empty] | 5120-DSB-002
| 5120-TT-690 |  | 5120-TD-690 | TEMPERATURE TRANSM. - HEAD MOUNT |  |  | AIRH | DCS | Field | [7 empty] | IS | 4503-VZ-DM-T51202002 |  |  |  | 5120-TT-690/5120-DSB-002 | [28 empty] | 5120-DSB-002
| 5120-TT-691 |  | 5120-TD-691 | TEMPERATURE TRANSM. - HEAD MOUNT |  |  | AIRH | DCS | Field | [7 empty] | IS | 4503-VZ-DM-T51202002 |  |  |  | 5120-TT-691/6190-DSB-002 | [28 empty] | 6190-DSB-002
| 5120-TT-692 |  | 5120-TD-692 | TEMPERATURE TRANSM. - HEAD MOUNT |  |  | AIRH | DCS | Field | [7 empty] | IS | 4503-VZ-DM-T51202002 |  |  |  | 5120-TT-692/6190-DSB-001 | [28 empty] | 6190-DSB-001
| 5120-TT-693 |  | 5120-TD-693 | TEMPERATURE TRANSM. - HEAD MOUNT |  |  | AIRH | DCS | Field | [7 empty] | IS | 4503-VZ-DM-T51202002 |  |  |  | 5120-TT-693/6190-DSB-002 | [28 empty] | 6190-DSB-002
| 5120-TY-693 |  | 5120-TD-693 | E/P POSITIONER |  |  | AORH | DCS | Field | [7 empty] | IS | 4503-VZ-DM-T51202002 |  |  |  | 5120-TY-693/6190-DSB-002 | [28 empty] | 6190-DSB-002
| 5120-TT-695 |  | 5120-TD-695 | TEMPERATURE TRANSM. - HEAD MOUNT |  |  | AIRH | DCS | Field | [7 empty] | IS | 4503-VZ-DM-T51202005 |  |  |  | 5120-TT-695/6190-DSB-002 | [28 empty] | 6190-DSB-002
| 5120-TT-696 |  | 5120-TD-696 | TEMPERATURE TRANSM. - HEAD MOUNT |  |  | AIRH | DCS | Field | [7 empty] | IS | 4503-VZ-DM-T51202005 |  |  |  | 5120-TT-696/6190-DSB-001 | [28 empty] | 6190-DSB-001
| 5120-TT-697 |  | 5120-TD-697 | TEMPERATURE TRANSM. - HEAD MOUNT |  |  | AIRH | DCS | Field | [7 empty] | IS | 4503-VZ-DM-T51202004 | 51-C-2004 |  |  | 5120-TT-697/6190-DSB-002 | [28 empty] | 6190-DSB-002
| 5120-TT-701 |  | 5120-TD-701 | TEMPERATURE TRANSM. - HEAD MOUNT |  |  | AIRH | DCS | Field | [7 empty] | IS | 4503-VZ-DM-T51202004 |  |  |  | 5120-TT-701/5120-DSB-002 | [28 empty] | 5120-DSB-002
| 5120-TT-702 |  | 5120-TD-702 | TEMPERATURE TRANSM. - HEAD MOUNT |  |  | AIRH | DCS | Field | [7 empty] | IS | 4503-VZ-DM-T51202004 |  |  |  | 5120-TT-702/6190-DSB-001 | [28 empty] | 6190-DSB-001
| 5120-TT-703 |  | 5120-TD-703 | TEMPERATURE TRANSM. - HEAD MOUNT |  |  | AIRH | DCS | Field | [7 empty] | IS | 4503-VZ-DM-T51202004 |  |  |  | 5120-TT-703/6190-DSB-002 | [28 empty] | 6190-DSB-002
| 5120-TT-704 |  | 5120-TD-704 | TEMPERATURE TRANSM. - HEAD MOUNT |  |  | AIRH | DCS | Field | [7 empty] | IS | 4503-VZ-DM-T51202004 |  |  |  | 5120-TT-704/6190-DSB-002 | [28 empty] | 6190-DSB-002
| 5120-TY-704 |  | 5120-TD-704 | E/P POSITIONER |  |  | AORH | DCS | Field | [7 empty] | IS | 4503-VZ-DM-T51202004 |  |  |  | 5120-TY-704/6190-DSB-002 | [28 empty] | 6190-DSB-002
| 5120-TT-705 |  | 5120-TD-705 | TEMPERATURE TRANSM. - HEAD MOUNT |  |  | AIRH | DCS | Field | [7 empty] | IS | 4503-VZ-DM-T51202004 |  |  |  | 5120-TT-705/6190-DSB-002 | [28 empty] | 6190-DSB-002
| 5120-TT-706 |  | 5120-TD-706 | TEMPERATURE TRANSM. - HEAD MOUNT |  |  | AIRH | DCS | Field | [7 empty] | IS | 4503-VZ-DM-T51202004 |  |  |  | 5120-TT-706/6190-DSB-001 | [28 empty] | 6190-DSB-001
| 5120-TT-707 |  | 5120-TD-707 | TEMPERATURE TRANSM. - HEAD MOUNT |  |  | AIRH | DCS | Field | [7 empty] | IS | 4503-VZ-DM-T51202006 | 51-V-2007A |  |  | 5120-TT-707/5120-DSB-002 | [28 empty] | 5120-DSB-002
| 5120-TT-708 |  | 5120-TD-708 | TEMPERATURE TRANSM. - HEAD MOUNT |  |  | AIRH | DCS | Field | [7 empty] | IS | 4503-VZ-DM-T51202006 | 51-V-2007B |  |  | 5120-TT-708/5120-DSB-002 | [28 empty] | 5120-DSB-002
| 5120-TT-711 |  | 5120-TD-711 | TEMPERATURE TRANSM. - HEAD MOUNT |  |  | AIRH | DCS | Field | [7 empty] | IS | 4503-VZ-DM-T51202008 | 51-V-2006 |  |  | 5120-TT-711/5120-DSB-002 | [28 empty] | 5120-DSB-002
| 5120-TT-751P |  | 5120-TD-751P | TEMPERATURE TRANSM. - HEAD MOUNT |  |  | AIRH | SIS | Field | [7 empty] | IS | 4503-GG-VD-BD018T0151P2002AB062 | 51-P-2002B | 51-P-2002 A/B | 51-P-2002_G2 | 5120-TT-751P/5120-SSB-001 | [28 empty] | 5120-SSB-001
| 5120-TT-752P |  | 5120-TD-752P | TEMPERATURE TRANSM. - HEAD MOUNT |  |  | AIRH | SIS | Field | [7 empty] | IS | 4503-GG-VD-BD018T0151P2002AB062 | 51-P-2002B | 51-P-2002 A/B | 51-P-2002_G2 | 5120-TT-752P/5120-SSB-001 | [28 empty] | 5120-SSB-001
| 5120-TT-753P |  | 5120-TD-753P | TEMPERATURE TRANSM. - HEAD MOUNT |  |  | AIRH | SIS | Field | [7 empty] | IS | 4503-GG-VD-BD018T0151P2004AB063 | 51-P-2004A | 51-P-2004 A/B | 51-P-2004_G1 | 5120-TT-753P/5120-SSB-001 | [28 empty] | 5120-SSB-001
| 5120-TT-754P |  | 5120-TD-754P | TEMPERATURE TRANSM. - HEAD MOUNT |  |  | AIRH | SIS | Field | [7 empty] | IS | 4503-GG-VD-BD018T0151P2004AB063 | 51-P-2004B | 51-P-2004 A/B | 51-P-2004_G1 | 5120-TT-754P/5120-SSB-001 | [28 empty] | 5120-SSB-001
| 5120-TT-755P |  | 5120-TD-755P | TEMPERATURE TRANSM. - HEAD MOUNT |  |  | AIRH | SIS | Field | [7 empty] | IS | 4503-GG-VD-BD018T0151P2004AB063 | 51-P-2004A | 51-P-2004 A/B | 51-P-2004_G2 | 5120-TT-755P/5120-SSB-001 | [28 empty] | 5120-SSB-001
| 5120-TT-756P |  | 5120-TD-756P | TEMPERATURE TRANSM. - HEAD MOUNT |  |  | AIRH | SIS | Field | [7 empty] | IS | 4503-GG-VD-BD018T0151P2004AB063 | 51-P-2004B | 51-P-2004 A/B | 51-P-2004_G2 | 5120-TT-756P/5120-SSB-001 | [28 empty] | 5120-SSB-001
| 5120-TT-757P |  | 5120-TD-757P | TEMPERATURE TRANSM. - HEAD MOUNT |  |  | AIRH | SIS | Field | [7 empty] | IS | 4503-GG-VD-BD018T0151P2006AB064 | 51-P-2006A | 51-P-2006 A/B | 51-P-2006_G1 | 5120-TT-757P/5120-SSB-001 | [28 empty] | 5120-SSB-001
| 5120-TT-758P |  | 5120-TD-758P | TEMPERATURE TRANSM. - HEAD MOUNT |  |  | AIRH | SIS | Field | [7 empty] | IS | 4503-GG-VD-BD018T0151P2006AB064 | 51-P-2006B | 51-P-2006 A/B | 51-P-2006_G1 | 5120-TT-758P/5120-SSB-001 | [28 empty] | 5120-SSB-001
| 5120-TT-759P |  | 5120-TD-759P | TEMPERATURE TRANSM. - HEAD MOUNT |  |  | AIRH | SIS | Field | [7 empty] | IS | 4503-GG-VD-BD018T0151P2006AB064 | 51-P-2006A | 51-P-2006 A/B | 51-P-2006_G2 | 5120-TT-759P/5120-SSB-001 | [28 empty] | 5120-SSB-001
| 5120-TT-760P |  | 5120-TD-760P | TEMPERATURE TRANSM. - HEAD MOUNT |  |  | AIRH | SIS | Field | [7 empty] | IS | 4503-GG-VD-BD018T0151P2006AB064 | 51-P-2006B | 51-P-2006 A/B | 51-P-2006_G2 | 5120-TT-760P/5120-SSB-001 | [28 empty] | 5120-SSB-001
| 5120-TT-761P |  | 5120-TD-761P | TEMPERATURE TRANSM. - HEAD MOUNT |  |  | AIRH | SIS | Field | [7 empty] | IS | 4503-GG-VD-BD018T0151P2007ABC065 | 51-P-2007A | 51-P-2007 A/B/C | 51-P-2007_G1 | 5120-TT-761P/5120-SSB-001 | [28 empty] | 5120-SSB-001
| 5120-TT-762P |  | 5120-TD-762P | TEMPERATURE TRANSM. - HEAD MOUNT |  |  | AIRH | SIS | Field | [7 empty] | IS | 4503-GG-VD-BD018T0151P2007ABC065 | 51-P-2007B | 51-P-2007 A/B/C | 51-P-2007_G1 | 5120-TT-762P/5120-SSB-001 | [28 empty] | 5120-SSB-001
| 5120-TT-763P |  | 5120-TD-763P | TEMPERATURE TRANSM. - HEAD MOUNT |  |  | AIRH | SIS | Field | [7 empty] | IS | 4503-GG-VD-BD018T0151P2007ABC065 | 51-P-2007C | 51-P-2007 A/B/C | 51-P-2007_G2 | 5120-TT-763P/5120-SSB-001 | [28 empty] | 5120-SSB-001
| 5120-TT-764P |  | 5120-TD-764P | TEMPERATURE TRANSM. - HEAD MOUNT |  |  | AIRH | SIS | Field | [7 empty] | IS | 4503-GG-VD-BD018T0151P2007ABC065 | 51-P-2007A | 51-P-2007 A/B/C | 51-P-2007_G2 | 5120-TT-764P/5120-SSB-001 | [28 empty] | 5120-SSB-001
| 5120-TT-765P |  | 5120-TD-765P | TEMPERATURE TRANSM. - HEAD MOUNT |  |  | AIRH | SIS | Field | [7 empty] | IS | 4503-GG-VD-BD018T0151P2007ABC065 | 51-P-2007B | 51-P-2007 A/B/C | 51-P-2007_G3 | 5120-TT-765P/5120-SSB-001 | [28 empty] | 5120-SSB-001
| 5120-TT-766P |  | 5120-TD-766P | TEMPERATURE TRANSM. - HEAD MOUNT |  |  | AIRH | SIS | Field | [7 empty] | IS | 4503-GG-VD-BD018T0151P2007ABC065 | 51-P-2007C | 51-P-2007 A/B/C | 51-P-2007_G3 | 5120-TT-766P/5120-SSB-001 | [28 empty] | 5120-SSB-001
| 5120-TT-770 |  | 5120-TD-770 | TEMPERATURE TRANSM. - HEAD MOUNT |  |  | AIRH | DCS | Field | [7 empty] | IS | 4503-VZ-DM-T51202004 | 51-C-2004 |  |  | 5120-TT-770/6190-DSB-001 | [28 empty] | 6190-DSB-001
| 5120-TT-771 |  | 5120-TD-771 | TEMPERATURE TRANSM. - HEAD MOUNT |  |  | AIRH | DCS | Field | [7 empty] | IS | 4503-VZ-DM-T51202004 | 51-C-2004 |  |  | 5120-TT-771/6190-DSB-001 | [28 empty] | 6190-DSB-001
| 5120-XZZSC-801 |  | 5120-XZ-801 | LIMIT SWITCH - CLOSE |  |  | DIR | SIS | Field | [7 empty] | IS | 4503-VZ-DM-T51202008 |  |  |  | 5120-XZZSC-801/6190-SSB-002 | [28 empty] | 6190-SSB-002
| 5120-XZZSO-801 |  | 5120-XZ-801 | LIMIT SWITCH - OPEN |  |  | DIR | SIS | Field | [7 empty] | IS | 4503-VZ-DM-T51202008 |  |  |  | 5120-XZZSO-801/6190-SSB-002 | [28 empty] | 6190-SSB-002
| 5110-XZY-840 |  | 5110-XZ-840 | SOLENOID VALVE |  |  | DOR | SIS | Field | [7 empty] | NIS | 4503-VZ-DM-T51102008 |  |  |  | 5110-XZY-840/6190-SSB-001 | [28 empty] | 6190-SSB-001
| 5110-XZY-843 |  | 5110-XZ-843 | SOLENOID VALVE |  |  | DOR | SIS | Field | [7 empty] | NIS | 4503-VZ-DM-T51102022 |  |  |  | 5110-XZY-843/6190-SSB-001 | [28 empty] | 5120-SSB-002
| 5120-XZZSC-802 |  | 5120-XZ-802 | LIMIT SWITCH - CLOSE |  |  | DIR | SIS | Field | [7 empty] | IS | 4503-VZ-DM-T51202004 |  |  |  | 5120-XZZSC-802/5110-SSB-001 | [28 empty] | 5110-SSB-001
| 5120-XZZSO-802 |  | 5120-XZ-802 | LIMIT SWITCH - OPEN |  |  | DIR | SIS | Field | [7 empty] | IS | 4503-VZ-DM-T51202004 |  |  |  | 5120-XZZSO-802/5110-SSB-001 | [28 empty] | 5110-SSB-001
| 5120-XZY-802 |  | 5120-XZ-802 | SOLENOID VALVE |  |  | DOR | SIS | Field | [7 empty] | NIS | 4503-VZ-DM-T51202004 |  |  |  | 5120-XZY-802/5110-SSB-002 | [28 empty] | 5110-SSB-002
| 5120-PT-563 |  | 5120-XZ-803 | PRESSURE TRANSMITTER |  |  | AIRH | DCS | Field | [7 empty] | IS | 4503-VZ-DM-T51202006 | 5120-XZV-803 |  |  | 5120-PT-563/6190-DSB-001 | [28 empty] | 6190-DSB-001
| 5120-HZS-101B |  | 5120-XZ-803 | PUSH BUTTON |  |  | DIR | SIS | Field | [7 empty] | IS | 4503-VZ-DM-T51202006 |  |  |  | 5120-HZS-101B/6190-SSB-002 | [28 empty] | 6190-SSB-002
| 5120-XZZSC-803 |  | 5120-XZ-803 | LIMIT SWITCH - CLOSE |  |  | DIR | SIS | Field | [7 empty] | IS | 4503-VZ-DM-T51202006 |  |  |  | 5120-XZZSC-803/6190-SSB-002 | [28 empty] | 6190-SSB-002
| 5120-XZZSO-803 |  | 5120-XZ-803 | LIMIT SWITCH - OPEN |  |  | DIR | SIS | Field | [7 empty] | IS | 4503-VZ-DM-T51202006 |  |  |  | 5120-XZZSO-803/6190-SSB-002 | [28 empty] | 6190-SSB-002
| 5110-XZY-844 |  | 5110-XZ-844 | SOLENOID VALVE |  |  | DOR | SIS | Field | [7 empty] | NIS | 4503-VZ-DM-T51102022 |  |  |  | 5110-XZY-844/6190-SSB-001 | [28 empty] | 5120-SSB-002
| 5120-PT-560 |  | 5120-XZ-804 | PRESSURE TRANSMITTER |  |  | AIRH | DCS | Field | [7 empty] | IS | 4503-VZ-DM-T51202006 | 5120-XZV-804 |  |  | 5120-PT-560/6190-DSB-001 | [28 empty] | 6190-DSB-001
| 5120-HZS-104B |  | 5120-XZ-804 | PUSH BUTTON |  |  | DIR | SIS | Field | [7 empty] | IS | 4503-VZ-DM-T51202006 |  |  |  | 5120-HZS-104B/6190-SSB-002 | [28 empty] | 6190-SSB-002
| 5120-XZZSC-804 |  | 5120-XZ-804 | LIMIT SWITCH - CLOSE |  |  | DIR | SIS | Field | [7 empty] | IS | 4503-VZ-DM-T51202006 |  |  |  | 5120-XZZSC-804/6190-SSB-002 | [28 empty] | 6190-SSB-002
| 5120-XZZSO-804 |  | 5120-XZ-804 | LIMIT SWITCH - OPEN |  |  | DIR | SIS | Field | [7 empty] | IS | 4503-VZ-DM-T51202006 |  |  |  | 5120-XZZSO-804/6190-SSB-002 | [28 empty] | 6190-SSB-002
| 5110-XZY-850 |  | 5110-XZ-850 | SOLENOID VALVE |  |  | DOR | SIS | Field | [7 empty] | NIS | 4503-VZ-DM-T51102009 |  |  |  | 5110-XZY-850/6190-SSB-001 | [28 empty] | 5120-SSB-002
| 5120-XZZSC-815 |  | 5120-XZ-815 | LIMIT SWITCH - CLOSE |  |  | DIR | SIS | Field | [7 empty] | IS | 4503-VZ-DM-T51202005 |  |  |  | 5120-XZZSC-815/5110-SSB-001 | [28 empty] | 5110-SSB-001
| 5120-XZZSO-815 |  | 5120-XZ-815 | LIMIT SWITCH - OPEN |  |  | DIR | SIS | Field | [7 empty] | IS | 4503-VZ-DM-T51202005 |  |  |  | 5120-XZZSO-815/5110-SSB-001 | [28 empty] | 5110-SSB-001
| 5120-XZY-815 |  | 5120-XZ-815 | SOLENOID VALVE |  |  | DOR | SIS | Field | [7 empty] | NIS | 4503-VZ-DM-T51202005 |  |  |  | 5120-XZY-815/5110-SSB-002 | [28 empty] | 5110-SSB-002
| 5120-HZS-106B |  | 5120-XZ-815 | HAND SWITCH |  |  | DIR | SIS | Field | [7 empty] | NIS | 4503-VZ-DM-T51202005 |  |  |  | 5120-HZS-106B/5110-SSB-002 | [28 empty] | 5110-SSB-002
| 5120-XZZSC-845 |  | 5120-XZ-845 | LIMIT SWITCH - CLOSE |  |  | DIR | SIS | Field | [7 empty] | IS | 4503-VZ-DM-T51202001 |  |  |  | 5120-XZZSC-845/6190-SSB-002 | [28 empty] | 6190-SSB-002
| 5120-XZZSO-845 |  | 5120-XZ-845 | LIMIT SWITCH - OPEN |  |  | DIR | SIS | Field | [7 empty] | IS | 4503-VZ-DM-T51202001 |  |  |  | 5120-XZZSO-845/6190-SSB-002 | [28 empty] | 6190-SSB-002
| 5120-XZY-801 |  | 5120-XZ-801 | SOLENOID VALVE |  |  | DOR | SIS | Field | [7 empty] | NIS | 4503-VZ-DM-T51202008 |  |  |  | 5120-XZY-801/6190-SSB-001 | [28 empty] | 5120-SSB-002
| 5120-XZY-803 |  | 5120-XZ-803 | SOLENOID VALVE |  |  | DOR | SIS | Field | [7 empty] | NIS | 4503-VZ-DM-T51202006 |  |  |  | 5120-XZY-803/6190-SSB-001 | [28 empty] | 5120-SSB-002
| 5120-XZY-846 |  | 5120-XZ-846 | SOLENOID VALVE |  |  | DOR | SIS | Field | [7 empty] | NIS | 4503-VZ-DM-T51202002 |  |  |  | 5120-XZY-846/5110-SSB-002 | [28 empty] | 5110-SSB-002
| 5120-XZZSC-846 |  | 5120-XZ-846 | LIMIT SWITCH - CLOSE |  |  | DIR | SIS | Field | [7 empty] | IS | 4503-VZ-DM-T51202002 |  |  |  | 5120-XZZSC-846/6190-SSB-002 | [28 empty] | 6190-SSB-002
| 5120-XZZSO-846 |  | 5120-XZ-846 | LIMIT SWITCH - OPEN |  |  | DIR | SIS | Field | [7 empty] | IS | 4503-VZ-DM-T51202002 |  |  |  | 5120-XZZSO-846/6190-SSB-002 | [28 empty] | 6190-SSB-002
| 5120-XZZSC-847 |  | 5120-XZ-847 | LIMIT SWITCH - CLOSE |  |  | DIR | SIS | Field | [7 empty] | IS | 4503-VZ-DM-T51202002 |  |  |  | 5120-XZZSC-847/5110-SSB-001 | [28 empty] | 5110-SSB-001
| 5120-XZZSO-847 |  | 5120-XZ-847 | LIMIT SWITCH - OPEN |  |  | DIR | SIS | Field | [7 empty] | IS | 4503-VZ-DM-T51202002 |  |  |  | 5120-XZZSO-847/5110-SSB-001 | [28 empty] | 5110-SSB-001
| 5120-XZY-847 |  | 5120-XZ-847 | SOLENOID VALVE |  |  | DOR | SIS | Field | [7 empty] | NIS | 4503-VZ-DM-T51202002 |  |  |  | 5120-XZY-847/5110-SSB-002 | [28 empty] | 5110-SSB-002
| 5120-PT-485 |  | 5120-XZ-848 | PRESSURE TRANSMITTER |  |  | AIRH | DCS | Field | [7 empty] | IS | 4503-VZ-DM-T51202002 | 5120-XZV-848 |  |  | 5120-PT-485/5120-DSB-001 | [28 empty] | 5120-DSB-001
| 5120-XZZSC-851 |  | 5120-XZ-851 | LIMIT SWITCH - CLOSE |  |  | DIR | SIS | Field | [7 empty] | IS | 4503-VZ-DM-T51202003 |  |  |  | 5120-XZZSC-851/5120-SSB-001 | [28 empty] | 5120-SSB-001
| 5120-XZZSO-851 |  | 5120-XZ-851 | LIMIT SWITCH - OPEN |  |  | DIR | SIS | Field | [7 empty] | IS | 4503-VZ-DM-T51202003 |  |  |  | 5120-XZZSO-851/5120-SSB-001 | [28 empty] | 5120-SSB-001
| 5120-XZY-804 |  | 5120-XZ-804 | SOLENOID VALVE |  |  | DOR | SIS | Field | [7 empty] | NIS | 4503-VZ-DM-T51202006 |  |  |  | 5120-XZY-804/6190-SSB-001 | [28 empty] | 5120-SSB-002
| 5120-XZY-845 |  | 5120-XZ-845 | SOLENOID VALVE |  |  | DOR | SIS | Field | [7 empty] | NIS | 4503-VZ-DM-T51202001 |  |  |  | 5120-XZY-845/6190-SSB-001 | [28 empty] | 5120-SSB-002
| 5120-XZZSC-849 |  | 5120-XZ-849 | LIMIT SWITCH - CLOSE |  |  | DIR | SIS | Field | [7 empty] | IS | 4503-VZ-DM-T51202003 |  |  |  | 5120-XZZSC-849/5110-SSB-001 | [28 empty] | 5110-SSB-001
| 5120-XZZSO-849 |  | 5120-XZ-849 | LIMIT SWITCH - OPEN |  |  | DIR | SIS | Field | [7 empty] | IS | 4503-VZ-DM-T51202003 |  |  |  | 5120-XZZSO-849/5110-SSB-001 | [28 empty] | 5110-SSB-001
| 5120-XZY-849 |  | 5120-XZ-849 | SOLENOID VALVE |  |  | DOR | SIS | Field | [7 empty] | NIS | 4503-VZ-DM-T51202003 |  |  |  | 5120-XZY-849/5110-SSB-002 | [28 empty] | 5110-SSB-002
| 5120-HZS-149B |  | 5120-XZ-849 | HAND SWITCH |  |  | DIR | SIS | Field | [7 empty] | IS | 4503-VZ-DM-T51202003 |  |  |  | 5120-HZS-149B/5110-SSB-001 | [28 empty] | 5110-SSB-001
| 5110-TZT-629BP |  | 5110-TZ-629BP | TEMPERATURE TRANSM. - HEAD MOUNT |  |  | AIRH | SIS | Field | [7 empty] | IS | 4503-CE-VD-BD087T0251E1004001 | 51-E-1004 | 51-E-1004 |  | 5110-TZT-629BP/5120-SSB-001 | [28 empty] | 5120-SSB-001
| 5110-TZT-629CP |  | 5110-TZ-629CP | TEMPERATURE TRANSM. - HEAD MOUNT |  |  | AIRH | SIS | Field | [7 empty] | IS | 4503-CE-VD-BD087T0251E1004001 | 51-E-1004 | 51-E-1004 |  | 5110-TZT-629CP/5120-SSB-001 | [28 empty] | 5120-SSB-001
| 5120-XZY-848 |  | 5120-XZ-848 | SOLENOID VALVE |  |  | DOR | SIS | Field | [7 empty] | NIS | 4503-VZ-DM-T51202002 |  |  |  | 5120-XZY-848/6190-SSB-001 | [28 empty] | 5120-SSB-002
| 5120-XZSC-852 |  | 5120-XZ-852 | LIMIT SWITCH - CLOSE |  |  | DIR | DCS | Field | [7 empty] | IS | 4503-VZ-DM-T51202006 |  |  |  | 5120-XZSC-852/5120-DSB-002 | [28 empty] | 5120-DSB-002
| 5120-XZSO-852 |  | 5120-XZ-852 | LIMIT SWITCH - OPEN |  |  | DIR | DCS | Field | [7 empty] | IS | 4503-VZ-DM-T51202006 |  |  |  | 5120-XZSO-852/5120-DSB-002 | [28 empty] | 5120-DSB-002
| 5120-XZY-851 |  | 5120-XZ-851 | SOLENOID VALVE |  |  | DOR | SIS | Field | [7 empty] | NIS | 4503-VZ-DM-T51202003 |  |  |  | 5120-XZY-851/6190-SSB-001 | [28 empty] | 5120-SSB-002
| 5120-XZZSC-853 |  | 5120-XZ-853 | LIMIT SWITCH - CLOSE |  |  | DIR | SIS | Field | [7 empty] | IS | 4503-VZ-DM-T51202006 |  |  |  | 5120-XZZSC-853/6190-SSB-002 | [28 empty] | 6190-SSB-002
| 5120-XZZSO-853 |  | 5120-XZ-853 | LIMIT SWITCH - OPEN |  |  | DIR | SIS | Field | [7 empty] | IS | 4503-VZ-DM-T51202006 |  |  |  | 5120-XZZSO-853/6190-SSB-002 | [28 empty] | 6190-SSB-002
| 5120-XZY-852 |  | 5120-XZ-852 | SOLENOID VALVE |  |  | DOR | SIS | Field | [7 empty] | NIS | 4503-VZ-DM-T51202006 |  |  |  | 5120-XZY-852/6190-SSB-001 | [28 empty] | 5120-SSB-002
| 5120-XZY-853 |  | 5120-XZ-853 | SOLENOID VALVE |  |  | DOR | SIS | Field | [7 empty] | NIS | 4503-VZ-DM-T51202006 |  |  |  | 5120-XZY-853/6190-SSB-001 | [28 empty] | 5120-SSB-002
| 5120-XZZSC-854 |  | 5120-XZ-854 | LIMIT SWITCH - CLOSE |  |  | DIR | SIS | Field | [7 empty] | IS | 4503-VZ-DM-T51202006 |  |  |  | 5120-XZZSC-854/6190-SSB-002 | [28 empty] | 6190-SSB-002
| 5120-XZZSO-854 |  | 5120-XZ-854 | LIMIT SWITCH - OPEN |  |  | DIR | SIS | Field | [7 empty] | IS | 4503-VZ-DM-T51202006 |  |  |  | 5120-XZZSO-854/6190-SSB-002 | [28 empty] | 6190-SSB-002
| 5120-XZY-854 |  | 5120-XZ-854 | SOLENOID VALVE |  |  | DOR | SIS | Field | [7 empty] | NIS | 4503-VZ-DM-T51202006 |  |  |  | 5120-XZY-854/6190-SSB-001 | [28 empty] | 5120-SSB-002
| 5110-HZS-173B |  | 5110-XZ-838 | HAND SWITCH |  |  | DIR | SIS | Field | [7 empty] | NIS | 4503-VZ-DM-T51102021 |  |  |  | 5110-HZS-173B/5120-SSB-002 | [28 empty] | 5120-SSB-002
| 5120-XZZSC-856 |  | 5120-XZ-856 | LIMIT SWITCH - CLOSE |  |  | DIR | SIS | Field | [7 empty] | IS | 4503-VZ-DM-T51202003 |  |  |  | 5120-XZZSC-856/6190-SSB-002 | [28 empty] | 6190-SSB-002
| 5120-XZZSO-856 |  | 5120-XZ-856 | LIMIT SWITCH - OPEN |  |  | DIR | SIS | Field | [7 empty] | IS | 4503-VZ-DM-T51202003 |  |  |  | 5120-XZZSO-856/6190-SSB-002 | [28 empty] | 6190-SSB-002
| 5120-XZY-856 |  | 5120-XZ-856 | SOLENOID VALVE |  |  | DOR | SIS | Field | [7 empty] | NIS | 4503-VZ-DM-T51202003 |  |  |  | 5120-XZY-856/6190-SSB-001 | [28 empty] | 5120-SSB-002
| 5120-XZSC-857 |  | 5120-XZ-857 | LIMIT SWITCH - CLOSE |  |  | DIR | DCS | Field | [7 empty] | IS | 4503-VZ-DM-T51202006 |  |  |  | 5120-XZSC-857/5120-DSB-002 | [28 empty] | 5120-DSB-002
| 5120-XZSO-857 |  | 5120-XZ-857 | LIMIT SWITCH - OPEN |  |  | DIR | DCS | Field | [7 empty] | IS | 4503-VZ-DM-T51202006 |  |  |  | 5120-XZSO-857/5120-DSB-002 | [28 empty] | 5120-DSB-002
| 5120-XZY-857 |  | 5120-XZ-857 | SOLENOID VALVE |  |  | DOR | SIS | Field | [7 empty] | NIS | 4503-VZ-DM-T51202006 |  |  |  | 5120-XZY-857/6190-SSB-001 | [28 empty] | 5120-SSB-002
| 5120-XZZSC-860 |  | 5120-XZ-860 | LIMIT SWITCH - CLOSE |  |  | DIR | SIS | Field | [7 empty] | IS | 4503-VZ-DM-T51202003 |  |  |  | 5120-XZZSC-860/6190-SSB-002 | [28 empty] | 6190-SSB-002
| 5120-XZZSO-860 |  | 5120-XZ-860 | LIMIT SWITCH - OPEN |  |  | DIR | SIS | Field | [7 empty] | IS | 4503-VZ-DM-T51202003 |  |  |  | 5120-XZZSO-860/6190-SSB-002 | [28 empty] | 6190-SSB-002
| 5120-XZY-860 |  | 5120-XZ-860 | SOLENOID VALVE |  |  | DOR | SIS | Field | [7 empty] | NIS | 4503-VZ-DM-T51202003 |  |  |  | 5120-XZY-860/6190-SSB-001 | [28 empty] | 5120-SSB-002
| 5120-XZZSC-861 |  | 5120-XZ-861 | LIMIT SWITCH - CLOSE |  |  | DIR | SIS | Field | [7 empty] | IS | 4503-VZ-DM-T51202003 |  |  |  | 5120-XZZSC-861/5110-SSB-001 | [28 empty] | 5110-SSB-001
| 5120-XZZSO-861 |  | 5120-XZ-861 | LIMIT SWITCH - OPEN |  |  | DIR | SIS | Field | [7 empty] | IS | 4503-VZ-DM-T51202003 |  |  |  | 5120-XZZSO-861/5110-SSB-001 | [28 empty] | 5110-SSB-001
| 5120-XZY-861 |  | 5120-XZ-861 | SOLENOID VALVE |  |  | DOR | SIS | Field | [7 empty] | NIS | 4503-VZ-DM-T51202003 |  |  |  | 5120-XZY-861/5110-SSB-002 | [28 empty] | 5110-SSB-002
| 5120-HZS-161B |  | 5120-XZ-861 | HAND SWITCH |  |  | DIR | SIS | Field | [7 empty] | IS | 4503-VZ-DM-T51202003 |  |  |  | 5120-HZS-161B/5110-SSB-001 | [28 empty] | 5110-SSB-001
| 5199-FT-201 |  | 5199-FD-201 | FLOW TRANSM. - ULTRASONIC REMOTE MOUNT |  |  | AIRH | DCS | Field |  |  |  |  | 230 VAC |  |  | NIS | 4503-VZ-DM-T51992002 |  |  |  | 5199-FT-201/5120-DSB-003 | [28 empty] | 5120-DSB-003
| 5199-FT-211 |  | 5199-FD-211 | FLOW TRANSMITTER - CORIOLIS |  |  | AIRH | DCS | Field |  |  |  |  | 230 VAC |  |  | IS | 4503-VZ-DM-T51992001 |  |  |  | 5199-FT-211/6111-DSB-004 | [28 empty] | 6111-DSB-004
| 5199-FT-212 |  | 5199-FD-212 | FLOW TRANSMITTER - CORIOLIS |  |  | AIRH | DCS | Field |  |  |  |  | 230 VAC |  |  | IS | 4503-VZ-DM-T51992001 |  |  |  | 5199-FT-212/6111-DSB-004 | [28 empty] | 6111-DSB-004
| 5199-FT-271 |  | 5199-FD-271 | FLOW TRANSMITTER - CORIOLIS |  |  | AIRH | DCS | Field |  |  |  |  | 230 VAC |  |  | IS | 4503-VZ-DM-T51992001 |  |  |  | 5199-FT-271/6111-DSB-004 | [28 empty] | 6111-DSB-004
| 5199-FT-272 |  | 5199-FD-272 | FLOW TRANSMITTER - CORIOLIS |  |  | AIRH | DCS | Field |  |  |  |  | 230 VAC |  |  | IS | 4503-VZ-DM-T51992001 |  |  |  | 5199-FT-272/6111-DSB-004 | [28 empty] | 6111-DSB-004
| 5199-FT-284 |  | 5199-FD-284 | FLOW TRANSMITTER - CORIOLIS |  |  | AIRH | DCS | Field |  |  |  |  | 230 VAC |  |  | IS | 4503-VZ-DM-T51992001 |  |  |  | 5199-FT-284/6111-DSB-004 | [28 empty] | 6111-DSB-004
| 5199-FZT-213 |  | 5199-FZ-213 | FLOW TRANSMITTER - VORTEX |  |  | AIRH | SIS | Field | [7 empty] | IS | 4503-VZ-DM-T51992001 |  |  |  | 5199-FZT-213/6111-SSB-001 | [28 empty] | 6111-SSB-001
| 5199-FZT-214 |  | 5199-FZ-214 | FLOW TRANSMITTER - VORTEX |  |  | AIRH | SIS | Field | [7 empty] | IS | 4503-VZ-DM-T51992001 |  |  |  | 5199-FZT-214/6111-SSB-001 | [28 empty] | 6111-SSB-001
| 5199-PT-402 |  | 5199-PD-402 | PRESSURE TRANSMITTER |  |  | AIRH | DCS | Field | [7 empty] | IS | 4503-VZ-DM-T51992002 |  |  |  | 5199-PT-402/6111-DSB-004 | [28 empty] | 6111-DSB-004
| 5199-PT-430 |  | 5199-PD-430 | PRESSURE TRANSMITTER |  |  | AIRH | DCS | Field | [7 empty] | IS | 4503-VZ-DM-T51992001 |  |  |  | 5199-PT-430/6111-DSB-004 | [28 empty] | 6111-DSB-004
| 5199-PT-440 |  | 5199-PD-440 | PRESSURE TRANSMITTER |  |  | AIRH | DCS | Field | [7 empty] | IS | 4503-VZ-DM-T51992001 |  |  |  | 5199-PT-440/6111-DSB-004 | [28 empty] | 6111-DSB-004
| 5199-PT-513 |  | 5199-PD-513 | PRESSURE TRANSMITTER |  |  | AIRH | DCS | Field | [7 empty] | IS | 4503-VZ-DM-T51992001 |  |  |  | 5199-PT-513/6111-DSB-004 | [28 empty] | 6111-DSB-004
| 5199-PT-549 |  | 5199-PD-549 | PRESSURE TRANSMITTER |  |  | AIRH | DCS | Field | [7 empty] | IS | 4503-VZ-DM-T51992001 |  |  |  | 5199-PT-549/6111-DSB-004 | [28 empty] | 6111-DSB-004
| 5199-PT-570 |  | 5199-PD-570 | PRESSURE TRANSMITTER |  |  | AIRH | DCS | Field | [7 empty] | IS | 4503-VZ-DM-T51992001 |  |  |  | 5199-PT-570/6111-DSB-004 | [28 empty] | 6111-DSB-004
| 5199-PZT-429A |  | 5199-PZ-429A | PRESSURE TRANSMITTER |  |  | AIRH | SIS | Field | [7 empty] | IS | 4503-VZ-DM-T51992001 |  |  |  | 5199-PZT-429A/6111-SSB-001 | [28 empty] | 6111-SSB-001
| 5199-PZT-429B |  | 5199-PZ-429B | PRESSURE TRANSMITTER |  |  | AIRH | SIS | Field | [7 empty] | IS | 4503-VZ-DM-T51992001 |  |  |  | 5199-PZT-429B/6111-SSB-001 | [28 empty] | 6111-SSB-001
| 5199-TT-602 |  | 5199-TD-602 | TEMPERATURE TRANSM. - HEAD MOUNT |  |  | AIRH | DCS | Field | [7 empty] | IS | 4503-VZ-DM-T51992002 |  |  |  | 5199-TT-602/6111-DSB-004 | [28 empty] | 6111-DSB-004
| 5199-TT-608 |  | 5199-TD-608 | TEMPERATURE TRANSM. - HEAD MOUNT |  |  | AIRH | DCS | Field | [7 empty] | IS | 4503-VZ-DM-T51992001 |  |  |  | 5199-TT-608/6111-DSB-004 | [28 empty] | 6111-DSB-004
| 5199-TT-609 |  | 5199-TD-609 | TEMPERATURE TRANSM. - HEAD MOUNT |  |  | AIRH | DCS | Field | [7 empty] | IS | 4503-VZ-DM-T51992001 |  |  |  | 5199-TT-609/6111-DSB-004 | [28 empty] | 6111-DSB-004
| 5199-TT-677 |  | 5199-TD-677 | TEMPERATURE TRANSM. - HEAD MOUNT |  |  | AIRH | DCS | Field | [7 empty] | IS | 4503-VZ-DM-T51992001 |  |  |  | 5199-TT-677/6111-DSB-004 | [28 empty] | 6111-DSB-004
| 5199-TT-709 |  | 5199-TD-709 | TEMPERATURE TRANSM. - HEAD MOUNT |  |  | AIRH | DCS | Field | [7 empty] | IS | 4503-VZ-DM-T51992001 |  |  |  | 5199-TT-709/6111-DSB-004 | [28 empty] | 6111-DSB-004
| 5199-TT-729 |  | 5199-TD-729 | TEMPERATURE TRANSM. - HEAD MOUNT |  |  | AIRH | DCS | Field | [7 empty] | IS | 4503-VZ-DM-T51992001 |  |  |  | 5199-TT-729/6111-DSB-004 | [28 empty] | 6111-DSB-004
| 5199-XZZSC-809 |  | 5199-XZ-809 | LIMIT SWITCH - CLOSE |  |  | DIR | SIS | Field | [7 empty] | IS | 4503-VZ-DM-T51992001 |  |  |  | 5199-XZZSC-809/6111-SSB-001 | [28 empty] | 6111-SSB-001
| 5199-XZZSO-809 |  | 5199-XZ-809 | LIMIT SWITCH - OPEN |  |  | DIR | SIS | Field | [7 empty] | IS | 4503-VZ-DM-T51992001 |  |  |  | 5199-XZZSO-809/6111-SSB-001 | [28 empty] | 6111-SSB-001
| 5120-HZS-123B |  | 5120-HZ-123 | HAND SWITCH |  |  | DIR | SIS | Field | [7 empty] | NIS | 4503-VZ-DM-T51202006 |  |  |  | 5120-HZS-123B/5120-SSB-002 | [28 empty] | 5120-SSB-002
| 5199-XHY-809 |  | 5199-XZ-809 | PST DEVICE |  |  | AORH | DCS | Field | [7 empty] | IS | 4503-VZ-DM-T51992001 |  |  |  | 5199-XHY-809/6111-DSB-004 | [28 empty] | 6111-DSB-004
| 5199-XZZSC-810 |  | 5199-XZ-810 | LIMIT SWITCH - CLOSE |  |  | DIR | SIS | Field | [7 empty] | IS | 4503-VZ-DM-T51992001 |  |  |  | 5199-XZZSC-810/6111-SSB-001 | [28 empty] | 6111-SSB-001
| 5199-XZZSO-810 |  | 5199-XZ-810 | LIMIT SWITCH - OPEN |  |  | DIR | SIS | Field | [7 empty] | IS | 4503-VZ-DM-T51992001 |  |  |  | 5199-XZZSO-810/6111-SSB-001 | [28 empty] | 6111-SSB-001
| 5120-HZS-105B |  | 5120-XZ-854 | HAND SWITCH |  |  | DIR | SIS | Field | [7 empty] | NIS | 4503-VZ-DM-T51202006 |  |  |  | 5120-HZS-105B/5120-SSB-002 | [28 empty] | 5120-SSB-002
| 5199-XZZSC-815 |  | 5199-XZ-815 | LIMIT SWITCH - CLOSE |  |  | DIR | SIS | Field | [7 empty] | IS | 4503-VZ-DM-T51992001 |  |  |  | 5199-XZZSC-815/6111-SSB-001 | [28 empty] | 6111-SSB-001
| 5199-XZZSO-815 |  | 5199-XZ-815 | LIMIT SWITCH - OPEN |  |  | DIR | SIS | Field | [7 empty] | IS | 4503-VZ-DM-T51992001 |  |  |  | 5199-XZZSO-815/6111-SSB-001 | [28 empty] | 6111-SSB-001
| 5199-XZY-809 |  | 5199-XZ-809 | SOLENOID VALVE |  |  | DOR | SIS | Field | [7 empty] | NIS | 4503-VZ-DM-T51992001 |  |  |  | 5199-XZY-809/5120-SSB-002 | [28 empty] | 5120-SSB-002
| 5199-XHY-815 |  | 5199-XZ-815 | PST DEVICE |  |  | AORH | DCS | Field | [7 empty] | IS | 4503-VZ-DM-T51992001 |  |  |  | 5199-XHY-815/6111-DSB-004 | [28 empty] | 6111-DSB-004
| 5199-XZSC-818 |  | 5199-XZ-818 | LIMIT SWITCH - CLOSE |  |  | DIR | SIS | Field | [7 empty] | IS | 4503-VZ-DM-T51992001 |  |  |  | 5199-XZSC-818/6111-SSB-001 | [28 empty] | 6111-SSB-001
| 5199-XZSO-818 |  | 5199-XZ-818 | LIMIT SWITCH - OPEN |  |  | DIR | SIS | Field | [7 empty] | IS | 4503-VZ-DM-T51992001 |  |  |  | 5199-XZSO-818/6111-SSB-001 | [28 empty] | 6111-SSB-001
| 5199-XZY-810 |  | 5199-XZ-810 | SOLENOID VALVE |  |  | DOR | SIS | Field | [7 empty] | NIS | 4503-VZ-DM-T51992001 |  |  |  | 5199-XZY-810/5120-SSB-002 | [28 empty] | 5120-SSB-002
| 5199-XHY-818 |  | 5199-XZ-818 | PST DEVICE |  |  | AORH | DCS | Field | [7 empty] | IS | 4503-VZ-DM-T51992001 |  |  |  | 5199-XHY-818/6111-DSB-004 | [28 empty] | 6111-DSB-004
| 5199-XZZSC-819 |  | 5199-XZ-819 | LIMIT SWITCH - CLOSE |  |  | DIR | SIS | Field | [7 empty] | IS | 4503-VZ-DM-T51992001 |  |  |  | 5199-XZZSC-819/6111-SSB-001 | [28 empty] | 6111-SSB-001
| 5199-XZZSO-819 |  | 5199-XZ-819 | LIMIT SWITCH - OPEN |  |  | DIR | SIS | Field | [7 empty] | IS | 4503-VZ-DM-T51992001 |  |  |  | 5199-XZZSO-819/6111-SSB-001 | [28 empty] | 6111-SSB-001
| 5199-XZY-815 |  | 5199-XZ-815 | SOLENOID VALVE |  |  | DOR | SIS | Field | [7 empty] | NIS | 4503-VZ-DM-T51992001 |  |  |  | 5199-XZY-815/5120-SSB-002 | [28 empty] | 5120-SSB-002
| 5199-XHY-819 |  | 5199-XZ-819 | PST DEVICE |  |  | AORH | DCS | Field | [7 empty] | IS | 4503-VZ-DM-T51992001 |  |  |  | 5199-XHY-819/6111-DSB-004 | [28 empty] | 6111-DSB-004
| 5199-XZZSC-821 |  | 5199-XZ-821 | LIMIT SWITCH - CLOSE |  |  | DIR | SIS | Field | [7 empty] | IS | 4503-VZ-DM-T51992001 |  |  |  | 5199-XZZSC-821/6111-SSB-001 | [28 empty] | 6111-SSB-001
| 5199-XZZSO-821 |  | 5199-XZ-821 | LIMIT SWITCH - OPEN |  |  | DIR | SIS | Field | [7 empty] | IS | 4503-VZ-DM-T51992001 |  |  |  | 5199-XZZSO-821/6111-SSB-001 | [28 empty] | 6111-SSB-001
| 5199-XZY-818 |  | 5199-XZ-818 | SOLENOID VALVE |  |  | DOR | SIS | Field | [7 empty] | NIS | 4503-VZ-DM-T51992001 |  |  |  | 5199-XZY-818/5120-SSB-002 | [28 empty] | 5120-SSB-002
| 5199-XHY-821 |  | 5199-XZ-821 | PST DEVICE |  |  | AORH | DCS | Field | [7 empty] | IS | 4503-VZ-DM-T51992001 |  |  |  | 5199-XHY-821/6111-DSB-004 | [28 empty] | 6111-DSB-004
| 5199-XHY-825 |  | 5199-XZ-825 | PST DEVICE |  |  | AORH | DCS | Field | [7 empty] | IS | 4503-VZ-DM-T51992001 |  |  |  | 5199-XHY-825/6111-DSB-004 | [28 empty] | 6111-DSB-004
| 5199-XZZSC-825 |  | 5199-XZ-825 | LIMIT SWITCH - CLOSE |  |  | DIR | SIS | Field | [7 empty] | IS | 4503-VZ-DM-T51992001 |  |  |  | 5199-XZZSC-825/6111-SSB-001 | [28 empty] | 6111-SSB-001
| 5199-XZZSO-825 |  | 5199-XZ-825 | LIMIT SWITCH - OPEN |  |  | DIR | SIS | Field | [7 empty] | IS | 4503-VZ-DM-T51992001 |  |  |  | 5199-XZZSO-825/6111-SSB-001 | [28 empty] | 6111-SSB-001
| 5199-XZY-819 |  | 5199-XZ-819 | SOLENOID VALVE |  |  | DOR | SIS | Field | [7 empty] | NIS | 4503-VZ-DM-T51992001 |  |  |  | 5199-XZY-819/5120-SSB-002 | [28 empty] | 5120-SSB-002
| 5612-FT-211 |  | 5612-FD-211 | FLOW TRANSMITTER - VORTEX |  |  | AIRH | DCS | Field | [7 empty] | NIS | 4503-WZ-DM-T56122701 |  |  |  | 5612-FT-211/5120-DSB-003 | [28 empty] | 5120-DSB-003
| 5612-FY-211AP |  | 5612-FD-211 | FUNCTION |  |  | AORH | DCS | Field | [7 empty] | IS | 4503-WZ-DM-T56122701 |  | 56-P-1201A/B | 56-P-1201_G1 | 5612-FY-211AP/6190-DSB-001 | [28 empty] | 6190-DSB-001
| 5612-FY-211BP |  | 5612-FD-211 | FUNCTION |  |  | AORH | DCS | Field | [7 empty] | IS | 4503-WZ-DM-T56122701 |  | 56-P-1201A/B | 56-P-1201_G2 | 5612-FY-211BP/6190-DSB-001 | [28 empty] | 6190-DSB-001
| 5612-PT-411 |  | 5612-PD-411 | PRESSURE TRANSMITTER |  |  | AIRH | DCS | Field | [7 empty] | IS | 4503-WZ-DM-T56122701 |  |  |  | 5612-PT-411/6190-DSB-001 | [28 empty] | 6190-DSB-001
| 5612-PT-412 |  | 5612-PD-412 | PRESSURE TRANSMITTER |  |  | AIRH | DCS | Field | [7 empty] | IS | 4503-WZ-DM-T56122701 |  |  |  | 5612-PT-412/6190-DSB-001 | [28 empty] | 6190-DSB-001
| 5670-FT-201 |  | 5670-FD-201 | FLOW TRANSM. - ULTRASONIC REMOTE MOUNT |  |  | AIRH | DCS | Field |  |  |  |  | 230 VAC |  |  | NIS | 4503-VZ-DM-T56702001 |  |  |  | 5670-FT-201/5120-DSB-003 | [28 empty] | 5120-DSB-003
| 5670-LT-301 |  | 5670-LD-301 | LEVEL TRANSMITTER - GW RADAR |  |  | AIRH | DCS | Field | [7 empty] | IS | 4503-VZ-DM-T56702001 | 56-V-7001 |  |  | 5670-LT-301/5120-DSB-002 | [28 empty] | 5120-DSB-002
| 5670-LT-304 |  | 5670-LD-304 | LEVEL TRANSMITTER - GW RADAR |  |  | AIRH | DCS | Field | [7 empty] | IS | 4503-VZ-DM-T56702001 | 56-V-7001 |  |  | 5670-LT-304/5120-DSB-002 | [28 empty] | 5120-DSB-002
| 5670-PT-412 |  | 5670-PD-412 | PRESSURE TRANSMITTER |  |  | AIRH | DCS | Field | [7 empty] | IS | 4503-VZ-DM-T56702001 | 56-V-7001 |  |  | 5670-PT-412/5120-DSB-002 | [28 empty] | 5120-DSB-002
| 5670-PIT-451P |  | 5670-PD-451P | PRESSURE IND. TRANSMITTER |  |  | AIRH | DCS | Field | [7 empty] | IS | 4503-GG-VD-BD018T0156P7001AB066 | 56-P-7001A | 56-P-7001 A/B | 56-P-7001_G1 | 5670-PIT-451P/5120-DSB-002 | [28 empty] | 5120-DSB-002
| 5670-PIT-452P |  | 5670-PD-452P | PRESSURE IND. TRANSMITTER |  |  | AIRH | DCS | Field | [7 empty] | IS | 4503-GG-VD-BD018T0156P7001AB066 | 56-P-7001B | 56-P-7001 A/B | 56-P-7001_G2 | 5670-PIT-452P/5120-DSB-002 | [28 empty] | 5120-DSB-002
| 5670-TT-601 |  | 5670-TD-601 | TEMPERATURE TRANSM. - HEAD MOUNT |  |  | AIRH | DCS | Field | [7 empty] | IS | 4503-VZ-DM-T56702001 | 56-V-7001 |  |  | 5670-TT-601/5120-DSB-002 | [28 empty] | 5120-DSB-002
| 5670-TT-651P |  | 5670-TD-651P | TEMPERATURE TRANSM. - HEAD MOUNT |  |  | AIRH | DCS | Field | [7 empty] | IS | 4503-GG-VD-BD018T0156P7001AB066 | 56-P-7001A | 56-P-7001 A/B | 56-P-7001_G1 | 5670-TT-651P/5120-DSB-002 | [28 empty] | 5120-DSB-002
| 5670-TT-652P |  | 5670-TD-652P | TEMPERATURE TRANSM. - HEAD MOUNT |  |  | AIRH | DCS | Field | [7 empty] | IS | 4503-GG-VD-BD018T0156P7001AB066 | 56-P-7001A | 56-P-7001 A/B | 56-P-7001_G1 | 5670-TT-652P/5120-DSB-002 | [28 empty] | 5120-DSB-002
| 5670-TT-654P |  | 5670-TD-654P | TEMPERATURE TRANSM. - HEAD MOUNT |  |  | AIRH | DCS | Field | [7 empty] | IS | 4503-GG-VD-BD018T0156P7001AB066 | 56-P-7001B | 56-P-7001 A/B | 56-P-7001_G2 | 5670-TT-654P/5120-DSB-002 | [28 empty] | 5120-DSB-002
| 5670-TT-655P |  | 5670-TD-655P | TEMPERATURE TRANSM. - HEAD MOUNT |  |  | AIRH | DCS | Field | [7 empty] | IS | 4503-GG-VD-BD018T0156P7001AB066 | 56-P-7001B | 56-P-7001 A/B | 56-P-7001_G2 | 5670-TT-655P/5120-DSB-002 | [28 empty] | 5120-DSB-002
| 5670-XZSC-801 |  | 5670-XD-801 | LIMIT SWITCH - CLOSE |  |  | DIR | DCS | Field | [7 empty] | IS | 4503-VZ-DM-T56702001 |  |  |  | 5670-XZSC-801/5120-DSB-002 | [28 empty] | 5120-DSB-002
| 5670-XZSO-801 |  | 5670-XD-801 | LIMIT SWITCH - OPEN |  |  | DIR | DCS | Field | [7 empty] | IS | 4503-VZ-DM-T56702001 |  |  |  | 5670-XZSO-801/5120-DSB-002 | [28 empty] | 5120-DSB-002
| 5670-XY-801 |  | 5670-XD-801 | SOLENOID VALVE |  |  | DOR | DCS | Field | [7 empty] | NIS | 4503-VZ-DM-T56702001 |  |  |  | 5670-XY-801/5120-DSB-003 | [28 empty] | 5120-DSB-003
| 5670-XZSC-830 |  | 5670-XD-830 | LIMIT SWITCH - CLOSE |  |  | DIR | DCS | Field | [7 empty] | IS | 4503-VZ-DM-T56702001 |  |  |  | 5670-XZSC-830/6111-DSB-004 | [28 empty] | 6111-DSB-004
| 5670-XZSO-830 |  | 5670-XD-830 | LIMIT SWITCH - OPEN |  |  | DIR | DCS | Field | [7 empty] | IS | 4503-VZ-DM-T56702001 |  |  |  | 5670-XZSO-830/6111-DSB-004 | [28 empty] | 6111-DSB-004
| 5670-XY-830 |  | 5670-XD-830 | SOLENOID VALVE |  |  | DOR | DCS | Field | [7 empty] | NIS | 4503-VZ-DM-T56702001 |  |  |  | 5670-XY-830/5120-DSB-003 | [28 empty] | 5120-DSB-003
| 5110-HSC-150 |  | 5110-XZ-802 | HAND SWITCH |  |  | DIR | DCS | LP | [7 empty] | NIS | 4503-VZ-DM-T51102001 |  |  |  | 5110-HSC-150/5110-DSB-002 | [28 empty] | 5110-DSB-002
| 5699-AT-030 |  | 5699-AD-030 | ANALYZER - HC (IR TYPE) |  |  | AIRH | DCS | Field |  |  |  |  | 24 VDC |  |  | NIS | 4503-WZ-DM-T56992002 |  |  |  | 5699-AT-030/5120-DSB-003 | [28 empty] | 5120-DSB-003
| 5699-FT-209 |  | 5699-FD-209 | FLOW TRANSMITTER - VORTEX |  |  | AIRH | DCS | Field | [7 empty] | IS | 4503-WZ-DM-T56992006 |  |  |  | 5699-FT-209/6111-DSB-004 | [28 empty] | 6111-DSB-004
| 5699-FT-213 |  | 5699-FD-213 | FLOW TRANSMITTER - MAG |  |  | AIRH | DCS | Field |  |  |  |  | 230 VAC |  |  | NIS | 4503-WZ-DM-T56992002 |  |  |  | 5699-FT-213/5110-DSB-002 | [28 empty] | 5110-DSB-002
| 5699-FT-236 |  | 5699-FD-236 | FLOW TRANSMITTER - VORTEX |  |  | AIRH | DCS | Field | [7 empty] | IS | 4503-WZ-DM-T56992004 |  |  |  | 5699-FT-236/6111-DSB-004 | [28 empty] | 6111-DSB-004
| 5699-FT-239 |  | 5699-FD-239 | FLOW TRANSMITTER - VORTEX |  |  | AIRH | DCS | Field | [7 empty] | IS | 4503-WZ-DM-T56992004 |  |  |  | 5699-FT-239/6111-DSB-004 | [28 empty] | 6111-DSB-004
| 5699-FT-251 |  | 5699-FD-251 | FLOW TRANSMITTER - VORTEX |  |  | AIRH | DCS | Field | [7 empty] | IS | 4503-WZ-DM-T56992006 |  |  |  | 5699-FT-251/6111-DSB-004 | [28 empty] | 6111-DSB-004
| 5699-PT-403 |  | 5699-PD-403 | PRESSURE TRANSMITTER |  |  | AIRH | DCS | Field | [7 empty] | IS | 4503-WZ-DM-T56992006 |  |  |  | 5699-PT-403/6111-DSB-004 | [28 empty] | 6111-DSB-004
| 5699-PY-410 |  | 5699-PD-410 | E/P POSITIONER |  |  | AORH | DCS | Field | [7 empty] | IS | 4503-WZ-DM-T56992006 |  |  |  | 5699-PY-410/6111-DSB-004 | [28 empty] | 6111-DSB-004
| 5699-PT-410 |  | 5699-PD-410 | PRESSURE TRANSMITTER |  |  | AIRH | DCS | Field | [7 empty] | IS | 4503-WZ-DM-T56992006 |  |  |  | 5699-PT-410/6111-DSB-004 | [28 empty] | 6111-DSB-004
| 5699-PT-411 |  | 5699-PD-411 | PRESSURE TRANSMITTER |  |  | AIRH | DCS | Field | [7 empty] | IS | 4503-WZ-DM-T56992006 |  |  |  | 5699-PT-411/6111-DSB-004 | [28 empty] | 6111-DSB-004
| 5699-PY-411 |  | 5699-PD-411 | E/P POSITIONER |  |  | AORH | DCS | Field | [7 empty] | IS | 4503-WZ-DM-T56992006 |  |  |  | 5699-PY-411/6111-DSB-004 | [28 empty] | 6111-DSB-004
| 5699-PT-422 |  | 5699-PD-422 | PRESSURE TRANSMITTER |  |  | AIRH | DCS | Field | [7 empty] | IS | 4503-WZ-DM-T56992002 |  |  |  | 5699-PT-422/5120-DSB-001 | [28 empty] | 5120-DSB-001
| 5699-PT-426 |  | 5699-PD-426 | PRESSURE TRANSMITTER |  |  | AIRH | DCS | Field | [7 empty] | IS | 4503-WZ-DM-T56992002 |  |  |  | 5699-PT-426/5120-DSB-001 | [28 empty] | 5120-DSB-001
| 5699-PT-461 |  | 5699-PD-461 | PRESSURE TRANSMITTER |  |  | AIRH | DCS | Field | [7 empty] | IS | 4503-WZ-DM-T56992004 |  |  |  | 5699-PT-461/6111-DSB-004 | [28 empty] | 6111-DSB-004
| 5699-PT-464 |  | 5699-PD-464 | PRESSURE TRANSMITTER |  |  | AIRH | DCS | Field | [7 empty] | IS | 4503-WZ-DM-T56992004 |  |  |  | 5699-PT-464/6111-DSB-004 | [28 empty] | 6111-DSB-004
| 5699-PT-470 |  | 5699-PD-470 | PRESSURE TRANSMITTER |  |  | AIRH | DCS | Field | [7 empty] | IS | 4503-WZ-DM-T56992006 |  |  |  | 5699-PT-470/6111-DSB-004 | [28 empty] | 6111-DSB-004
| 5699-TT-603 |  | 5699-TD-603 | TEMPERATURE TRANSM. - HEAD MOUNT |  |  | AIRH | DCS | Field | [7 empty] | IS | 4503-WZ-DM-T56992006 |  |  |  | 5699-TT-603/6111-DSB-004 | [28 empty] | 6111-DSB-004
| 5699-TT-612 |  | 5699-TD-612 | TEMPERATURE TRANSM. - HEAD MOUNT |  |  | AIRH | DCS | Field | [7 empty] | IS | 4503-WZ-DM-T56992002 |  |  |  | 5699-TT-612/5120-DSB-001 | [28 empty] | 5120-DSB-001
| 5699-TT-621 |  | 5699-TD-621 | TEMPERATURE TRANSM. - HEAD MOUNT |  |  | AIRH | DCS | Field | [7 empty] | IS | 4503-WZ-DM-T56992002 |  |  |  | 5699-TT-621/6190-DSB-005 | [28 empty] | 6190-DSB-005
| 5699-TT-650 |  | 5699-TD-650 | TEMPERATURE TRANSM. - HEAD MOUNT |  |  | AIRH | DCS | Field | [7 empty] | IS | 4503-WZ-DM-T56992006 |  |  |  | 5699-TT-650/6111-DSB-004 | [28 empty] | 6111-DSB-004
| 5699-TT-662 |  | 5699-TD-662 | TEMPERATURE TRANSM. - HEAD MOUNT |  |  | AIRH | DCS | Field | [7 empty] | IS | 4503-WZ-DM-T56992004 |  |  |  | 5699-TT-662/6111-DSB-004 | [28 empty] | 6111-DSB-004
| 5699-TT-671 |  | 5699-TD-671 | TEMPERATURE TRANSM. - HEAD MOUNT |  |  | AIRH | DCS | Field | [7 empty] | IS | 4503-WZ-DM-T56992004 |  |  |  | 5699-TT-671/6111-DSB-004 | [28 empty] | 6111-DSB-004
| 5699-XZSC-801 |  | 5699-XD-801 | LIMIT SWITCH - CLOSE |  |  | DIR | DCS | Field | [7 empty] | IS | 4503-WZ-DM-T56992006 |  |  |  | 5699-XZSC-801/6111-DSB-004 | [28 empty] | 6111-DSB-004
| 5699-XZSO-801 |  | 5699-XD-801 | LIMIT SWITCH - OPEN |  |  | DIR | DCS | Field | [7 empty] | IS | 4503-WZ-DM-T56992006 |  |  |  | 5699-XZSO-801/6111-DSB-004 | [28 empty] | 6111-DSB-004
| 5699-XY-801 |  | 5699-XD-801 | SOLENOID VALVE |  |  | DOR | DCS | Field | [7 empty] | NIS | 4503-WZ-DM-T56992006 |  |  |  | 5699-XY-801/5120-DSB-003 | [28 empty] | 5120-DSB-003
| 5699-XY-802 |  | 5699-XD-802 | SOLENOID VALVE |  |  | DOR | DCS | Field | [7 empty] | NIS | 4503-WZ-DM-T56992006 |  |  |  | 5699-XY-802/5120-DSB-003 | [28 empty] | 5120-DSB-003
| 5699-XZSC-802 |  | 5699-XD-802 | LIMIT SWITCH - CLOSE |  |  | DIR | DCS | Field | [7 empty] | IS | 4503-WZ-DM-T56992006 |  |  |  | 5699-XZSC-802/6111-DSB-004 | [28 empty] | 6111-DSB-004
| 5699-XZSO-802 |  | 5699-XD-802 | LIMIT SWITCH - OPEN |  |  | DIR | DCS | Field | [7 empty] | IS | 4503-WZ-DM-T56992006 |  |  |  | 5699-XZSO-802/6111-DSB-004 | [28 empty] | 6111-DSB-004
| 6110-AT-001 |  | 6110-AD-001 | ANALYZER - MOISTURE |  |  | AIRH | DCS | Field |  |  |  |  | - |  |  | IS | 4503-VZ-DM-T61102002 |  |  |  | 6110-AT-001/6190-DSB-005 | [28 empty] | 6190-DSB-005
| 6110-AT-002 |  | 6110-AD-002 | ANALYZER - MOISTURE |  |  | AIRH | DCS | Field |  |  |  |  | - |  |  | IS | 4503-VZ-DM-T61102006 |  |  |  | 6110-AT-002/6190-DSB-005 | [28 empty] | 6190-DSB-005
| 6110-AT-003 |  | 6110-AD-003 | ANALYZER - MOISTURE |  |  | AIRH | DCS | Field |  |  |  |  | - |  |  | IS | 4503-VZ-DM-T61102011 |  |  |  | 6110-AT-003/6190-DSB-005 | [28 empty] | 6190-DSB-005
| 6110-AT-004 |  | 6110-AD-004 | ANALYZER - MOISTURE |  |  | AIRH | DCS | Field |  |  |  |  | - |  |  | IS | 4503-VZ-DM-T61102008 |  |  |  | 6110-AT-004/6190-DSB-005 | [28 empty] | 6190-DSB-005
| 6110-FT-201 |  | 6110-FD-201 | FLOW TRANSMITTER - VORTEX |  |  | AIRH | DCS | Field | [7 empty] | IS | 4503-VZ-DM-T61102004 |  |  |  | 6110-FT-201/6190-DSB-005 | [28 empty] | 6190-DSB-005
| 6110-FY-201 |  | 6110-FD-201 | E/P POSITIONER |  |  | AORH | DCS | Field | [7 empty] | IS | 4503-VZ-DM-T61102002 |  |  |  | 6110-FY-201/6190-DSB-004 | [28 empty] | 6190-DSB-004
| 6110-FT-202 |  | 6110-FD-202 | FLOW TRANSMITTER - CORIOLIS |  |  | AIRH | DCS | Field |  |  |  |  | 230 VAC |  |  | IS | 4503-VZ-DM-T61102002 |  |  |  | 6110-FT-202/6190-DSB-003 | [28 empty] | 6190-DSB-003
| 6110-FY-202 |  | 6110-FD-202 | E/P POSITIONER |  |  | AORH | DCS | Field | [7 empty] | IS | 4503-VZ-DM-T61102002 |  |  |  | 6110-FY-202/6190-DSB-004 | [28 empty] | 6190-DSB-004
| 6110-FT-203 |  | 6110-FD-203 | FLOW TRANSMITTER - VORTEX |  |  | AIRH | DCS | Field | [7 empty] | IS | 4503-VZ-DM-T61102002 |  |  |  | 6110-FT-203/6190-DSB-005 | [28 empty] | 6190-DSB-005
| 6110-FY-203 |  | 6110-FD-203 | E/P POSITIONER |  |  | AORH | DCS | Field | [7 empty] | IS | 4503-VZ-DM-T61102002 |  |  |  | 6110-FY-203/6190-DSB-004 | [28 empty] | 6190-DSB-004
| 6110-FT-204 |  | 6110-FD-204 | FLOW TRANSMITTER - VORTEX |  |  | AIRH | DCS | Field | [7 empty] | IS | 4503-VZ-DM-T61102010 |  |  |  | 6110-FT-204/6190-DSB-005 | [28 empty] | 6190-DSB-005
| 6110-FY-204 |  | 6110-FD-204 | E/P POSITIONER |  |  | AORH | DCS | Field | [7 empty] | IS | 4503-VZ-DM-T61102008 |  |  |  | 6110-FY-204/6190-DSB-004 | [28 empty] | 6190-DSB-004
| 6110-FT-205 |  | 6110-FD-205 | FLOW TRANSMITTER - VORTEX |  |  | AIRH | DCS | Field | [7 empty] | IS | 4503-VZ-DM-T61102008 |  |  |  | 6110-FT-205/6190-DSB-004 | [28 empty] | 6190-DSB-004
| 6110-FY-205 |  | 6110-FD-205 | E/P POSITIONER |  |  | AORH | DCS | Field | [7 empty] | IS | 4503-VZ-DM-T61102008 |  |  |  | 6110-FY-205/6190-DSB-004 | [28 empty] | 6190-DSB-004
| 6110-FT-206 |  | 6110-FD-206 | FLOW TRANSMITTER - CORIOLIS |  |  | AIRH | DCS | Field |  |  |  |  | 230 VAC |  |  | IS | 4503-VZ-DM-T61102008 |  |  |  | 6110-FT-206/6190-DSB-004 | [28 empty] | 6190-DSB-004
| 6110-FY-206 |  | 6110-FD-206 | E/P POSITIONER |  |  | AORH | DCS | Field | [7 empty] | IS | 4503-VZ-DM-T61102008 |  |  |  | 6110-FY-206/6190-DSB-004 | [28 empty] | 6190-DSB-004
| 6110-LT-301P |  | 6110-LD-301P | LEVEL TRANSMITTER |  |  | AIRH | DCS | Field | [7 empty] | IS | 4503-GG-VD-BD021T3161P1002AB086 | 61-P-1002A | 61-P-1002 A/B | 61-P-1002_G1 | 6110-LT-301P/6190-DSB-004 | [28 empty] | 6190-DSB-004
| 6110-LT-302P |  | 6110-LD-302P | LEVEL TRANSMITTER |  |  | AIRH | DCS | Field | [7 empty] | IS | 4503-GG-VD-BD021T3161P1002AB086 | 61-P-1002B | 61-P-1002 A/B | 61-P-1002_G2 | 6110-LT-302P/6190-DSB-004 | [28 empty] | 6190-DSB-004
| 6110-LT-303 |  | 6110-LD-303 | LEVEL TRANSM. - GWR EXT. CHAMBER |  |  | AIRH | DCS | Field | [7 empty] | IS | 4503-VZ-DM-T61102008 | 61-V-1020 |  |  | 6110-LT-303/6190-DSB-003 | [28 empty] | 6190-DSB-003
| 6110-LY-303 |  | 6110-LD-303 | E/P POSITIONER |  |  | AORH | DCS | Field | [7 empty] | IS | 4503-VZ-DM-T61102008 |  |  |  | 6110-LY-303/6190-DSB-004 | [28 empty] | 6190-DSB-004
| 6110-LT-305 |  | 6110-LD-305 | LEVEL TRANSM. - GWR EXT. CHAMBER |  |  | AIRH | DCS | Field | [7 empty] | IS | 4503-VZ-DM-T61102002 | 61-V-1007 |  |  | 6110-LT-305/6190-DSB-003 | [28 empty] | 6190-DSB-003
| 6110-LY-305 |  | 6110-LD-305 | E/P POSITIONER |  |  | AORH | DCS | Field | [7 empty] | IS | 4503-VZ-DM-T61102002 |  |  |  | 6110-LY-305/6190-DSB-004 | [28 empty] | 6190-DSB-004
| 6110-LT-307 |  | 6110-LD-307 | LEVEL TRANSMITTER - dP |  |  | AIRH | DCS | Field | [7 empty] | IS | 4503-VZ-DM-T61102005 | 61-A-1004A |  |  | 6110-LT-307/6190-DSB-006 | [28 empty] | 6190-DSB-006
| 6110-LT-308 |  | 6110-LD-308 | LEVEL TRANSMITTER - dP |  |  | AIRH | DCS | Field | [7 empty] | IS | 4503-VZ-DM-T61102006 | 61-A-1004B |  |  | 6110-LT-308/6190-DSB-005 | [28 empty] | 6190-DSB-005
| 6110-LT-309 |  | 6110-LD-309 | LEVEL TRANSMITTER - dP |  |  | AIRH | DCS | Field | [7 empty] | IS | 4503-VZ-DM-T61102011 | 61-A-1030A |  |  | 6110-LT-309/6190-DSB-006 | [28 empty] | 6190-DSB-006
| 6110-LT-310 |  | 6110-LD-310 | LEVEL TRANSMITTER - dP |  |  | AIRH | DCS | Field | [7 empty] | IS | 4503-VZ-DM-T61102012 | 61-A-1030B |  |  | 6110-LT-310/6190-DSB-006 | [28 empty] | 6190-DSB-006
| 6110-LT-311P |  | 6110-LD-311P | LEVEL TRANSMITTER |  |  | AIRH | DCS | Field | [7 empty] | IS | 4503-GG-VD-BD021T3161P1014AB087 | 61-P-1014A | 61-P-1014 A/B | 61-P-1014_G1 | 6110-LT-311P/6190-DSB-004 | [28 empty] | 6190-DSB-004
| 6110-LT-312P |  | 6110-LD-312P | LEVEL TRANSMITTER |  |  | AIRH | DCS | Field | [7 empty] | IS | 4503-GG-VD-BD021T3161P1014AB087 | 61-P-1014B | 61-P-1014 A/B | 61-P-1014_G2 | 6110-LT-312P/6190-DSB-004 | [28 empty] | 6190-DSB-004
| 6110-PT-401P |  | 6110-PD-401P | PRESSURE TRANSMITTER |  |  | AIRH | DCS | Field | [7 empty] | IS | 4503-GG-VD-BD021T3161P1002AB086 | 61-P-1002A | 61-P-1002 A/B | 61-P-1002_G1 | 6110-PT-401P/6190-DSB-004 | [28 empty] | 6190-DSB-004
| 6110-PT-402P |  | 6110-PD-402P | PRESSURE TRANSMITTER |  |  | AIRH | DCS | Field | [7 empty] | IS | 4503-GG-VD-BD021T3161P1002AB086 | 61-P-1002B | 61-P-1002 A/B | 61-P-1002_G1 | 6110-PT-402P/6190-DSB-004 | [28 empty] | 6190-DSB-004
| 6110-PT-403P |  | 6110-PD-403P | PRESSURE TRANSMITTER |  |  | AIRH | DCS | Field | [7 empty] | IS | 4503-GG-VD-BD021T3161P1014AB087 | 61-P-1014A | 61-P-1014 A/B | 61-P-1014_G1 | 6110-PT-403P/6190-DSB-004 | [28 empty] | 6190-DSB-004
| 6110-PT-404P |  | 6110-PD-404P | PRESSURE TRANSMITTER |  |  | AIRH | DCS | Field | [7 empty] | IS | 4503-GG-VD-BD021T3161P1014AB087 | 61-P-1014B | 61-P-1014 A/B | 61-P-1014_G2 | 6110-PT-404P/6190-DSB-004 | [28 empty] | 6190-DSB-004
| 6110-PT-405 |  | 6110-PD-405 | PRESSURE TRANSMITTER |  |  | AIRH | DCS | Field | [7 empty] | IS | 4503-VZ-DM-T61102002 |  |  |  | 6110-PT-405/6190-DSB-003 | [28 empty] | 6190-DSB-003
| 6110-PT-406 |  | 6110-PD-406 | PRESSURE TRANSMITTER |  |  | AIRH | DCS | Field | [7 empty] | IS | 4503-VZ-DM-T61102008 |  |  |  | 6110-PT-406/6190-DSB-003 | [28 empty] | 6190-DSB-003
| 6110-PDT-407 |  | 6110-PD-407 | PRESSURE DIFFERENTIAL TRANSMITTER |  |  | AIRH | DCS | Field | [7 empty] | IS | 4503-VZ-DM-T61102002 | 61-V-1007 |  |  | 6110-PDT-407/6190-DSB-004 | [28 empty] | 6190-DSB-004
| 6110-PDT-408 |  | 6110-PD-408 | PRESSURE DIFFERENTIAL TRANSMITTER |  |  | AIRH | DCS | Field | [7 empty] | IS | 4503-VZ-DM-T61102008 | 61-V-1020 |  |  | 6110-PDT-408/6190-DSB-003 | [28 empty] | 6190-DSB-003
| 6110-PT-416 |  | 6110-PD-416 | PRESSURE TRANSMITTER |  |  | AIRH | DCS | Field | [7 empty] | IS | 4503-VZ-DM-T61102005 |  |  |  | 6110-PT-416/6190-DSB-006 | [28 empty] | 6190-DSB-006
| 6110-PT-417 |  | 6110-PD-417 | PRESSURE TRANSMITTER |  |  | AIRH | DCS | Field | [7 empty] | IS | 4503-VZ-DM-T61102006 |  |  |  | 6110-PT-417/6190-DSB-006 | [28 empty] | 6190-DSB-006
| 6110-PT-418 |  | 6110-PD-418 | PRESSURE TRANSMITTER |  |  | AIRH | DCS | Field | [7 empty] | IS | 4503-VZ-DM-T61102011 |  |  |  | 6110-PT-418/6190-DSB-006 | [28 empty] | 6190-DSB-006
| 6110-PT-419 |  | 6110-PD-419 | PRESSURE TRANSMITTER |  |  | AIRH | DCS | Field | [7 empty] | IS | 4503-VZ-DM-T61102012 |  |  |  | 6110-PT-419/6190-DSB-006 | [28 empty] | 6190-DSB-006
| 6110-PT-453P |  | 6110-PD-453P | PRESSURE TRANSMITTER |  |  | AIRH | DCS | Field | [7 empty] | IS | 4503-GG-VD-BD021T3161P1002AB086 | 61-P-1002A | 61-P-1002 A/B | 61-P-1002_G1 | 6110-PT-453P/6190-DSB-002 | [28 empty] | 6190-DSB-002
| 6110-PT-454P |  | 6110-PD-454P | PRESSURE TRANSMITTER |  |  | AIRH | DCS | Field | [7 empty] | IS | 4503-GG-VD-BD021T3161P1002AB086 | 61-P-1002B | 61-P-1002 A/B | 61-P-1002_G2 | 6110-PT-454P/6190-DSB-002 | [28 empty] | 6190-DSB-002
| 6110-PT-459P |  | 6110-PD-459P | PRESSURE TRANSMITTER |  |  | AIRH | DCS | Field | [7 empty] | IS | 4503-GG-VD-BD021T3161P1014AB087 | 61-P-1014A | 61-P-1002 A/B | 61-P-1002_G2 | 6110-PT-459P/6190-DSB-002 | [28 empty] | 6190-DSB-002
| 6110-PT-460P |  | 6110-PD-460P | PRESSURE TRANSMITTER |  |  | AIRH | DCS | Field | [7 empty] | IS | 4503-GG-VD-BD021T3161P1014AB087 | 61-P-1014B | 61-P-1002 A/B | 61-P-1002_G2 | 6110-PT-460P/6190-DSB-002 | [28 empty] | 6190-DSB-002
| 6110-TT-605A |  | 6110-TD-605A | TEMPERATURE TRANSM. - HEAD MOUNT |  |  | AIRH | DCS | Field | [7 empty] | IS | 4503-VZ-DM-T61102005 | 61-A-1004A |  | 6110-TD-605_G1 | 6110-TT-605A/6190-DSB-006 | [28 empty] | 6190-DSB-006
| 6110-TT-605B |  | 6110-TD-605B | TEMPERATURE TRANSM. - HEAD MOUNT |  |  | AIRH | DCS | Field | [7 empty] | IS | 4503-VZ-DM-T61102005 | 61-A-1004A |  | 6110-TD-605_G2 | 6110-TT-605B/6190-DSB-006 | [28 empty] | 6190-DSB-006
| 6110-TT-605C |  | 6110-TD-605C | TEMPERATURE TRANSM. - HEAD MOUNT |  |  | AIRH | DCS | Field | [7 empty] | IS | 4503-VZ-DM-T61102005 | 61-A-1004A |  | 6110-TD-605_G3 | 6110-TT-605C/6190-DSB-006 | [28 empty] | 6190-DSB-006
| 6110-TT-605D |  | 6110-TD-605D | TEMPERATURE TRANSM. - HEAD MOUNT |  |  | AIRH | DCS | Field | [7 empty] | IS | 4503-VZ-DM-T61102005 | 61-A-1004A |  | 6110-TD-605_G4 | 6110-TT-605D/6190-DSB-006 | [28 empty] | 6190-DSB-006
| 6110-TT-605E |  | 6110-TD-605E | TEMPERATURE TRANSM. - HEAD MOUNT |  |  | AIRH | DCS | Field | [7 empty] | IS | 4503-VZ-DM-T61102005 | 61-A-1004A |  | 6110-TD-605_G5 | 6110-TT-605E/6190-DSB-006 | [28 empty] | 6190-DSB-006
| 6110-TT-605F |  | 6110-TD-605F | TEMPERATURE TRANSM. - HEAD MOUNT |  |  | AIRH | DCS | Field | [7 empty] | IS | 4503-VZ-DM-T61102005 | 61-A-1004A |  | 6110-TD-605_G6 | 6110-TT-605F/6190-DSB-006 | [28 empty] | 6190-DSB-006
| 6110-TT-606 |  | 6110-TD-606 | TEMPERATURE TRANSM. - HEAD MOUNT |  |  | AIRH | DCS | Field | [7 empty] | IS | 4503-VZ-DM-T61102005 |  |  |  | 6110-TT-606/6190-DSB-005 | [28 empty] | 6190-DSB-005
| 6110-TT-607 |  | 6110-TD-607 | TEMPERATURE TRANSM. - HEAD MOUNT |  |  | AIRH | DCS | Field | [7 empty] | IS | 4503-VZ-DM-T61102005 |  |  |  | 6110-TT-607/6190-DSB-005 | [28 empty] | 6190-DSB-005
| 6110-TT-608A |  | 6110-TD-608A | TEMPERATURE TRANSM. - HEAD MOUNT |  |  | AIRH | DCS | Field | [7 empty] | IS | 4503-VZ-DM-T61102006 | 61-A-1004B |  | 6110-TD-608_G1 | 6110-TT-608A/6190-DSB-006 | [28 empty] | 6190-DSB-006
| 6110-TT-608B |  | 6110-TD-608B | TEMPERATURE TRANSM. - HEAD MOUNT |  |  | AIRH | DCS | Field | [7 empty] | IS | 4503-VZ-DM-T61102006 | 61-A-1004B |  | 6110-TD-608_G2 | 6110-TT-608B/6190-DSB-006 | [28 empty] | 6190-DSB-006
| 6110-TT-608C |  | 6110-TD-608C | TEMPERATURE TRANSM. - HEAD MOUNT |  |  | AIRH | DCS | Field | [7 empty] | IS | 4503-VZ-DM-T61102006 | 61-A-1004B |  | 6110-TD-608_G3 | 6110-TT-608C/6190-DSB-006 | [28 empty] | 6190-DSB-006
| 6110-TT-608D |  | 6110-TD-608D | TEMPERATURE TRANSM. - HEAD MOUNT |  |  | AIRH | DCS | Field | [7 empty] | IS | 4503-VZ-DM-T61102006 | 61-A-1004B |  | 6110-TD-608_G4 | 6110-TT-608D/6190-DSB-006 | [28 empty] | 6190-DSB-006
| 6110-TT-608E |  | 6110-TD-608E | TEMPERATURE TRANSM. - HEAD MOUNT |  |  | AIRH | DCS | Field | [7 empty] | IS | 4503-VZ-DM-T61102006 | 61-A-1004B |  | 6110-TD-608_G5 | 6110-TT-608E/6190-DSB-006 | [28 empty] | 6190-DSB-006
| 6110-TT-608F |  | 6110-TD-608F | TEMPERATURE TRANSM. - HEAD MOUNT |  |  | AIRH | DCS | Field | [7 empty] | IS | 4503-VZ-DM-T61102006 | 61-A-1004B |  | 6110-TD-608_G6 | 6110-TT-608F/6190-DSB-006 | [28 empty] | 6190-DSB-006
| 6110-TT-609 |  | 6110-TD-609 | TEMPERATURE TRANSM. - HEAD MOUNT |  |  | AIRH | DCS | Field | [7 empty] | IS | 4503-VZ-DM-T61102006 |  |  |  | 6110-TT-609/6190-DSB-005 | [28 empty] | 6190-DSB-005
| 6110-TT-610 |  | 6110-TD-610 | TEMPERATURE TRANSM. - HEAD MOUNT |  |  | AIRH | DCS | Field | [7 empty] | IS | 4503-VZ-DM-T61102002 | 61-V-1007 |  |  | 6110-TT-610/6190-DSB-004 | [28 empty] | 6190-DSB-004
| 6110-TT-611 |  | 6110-TD-611 | TEMPERATURE TRANSM. - HEAD MOUNT |  |  | AIRH | DCS | Field | [7 empty] | IS | 4503-VZ-DM-T61102002 | 61-C-1008 |  |  | 6110-TT-611/6190-DSB-003 | [28 empty] | 6190-DSB-003
| 6110-TT-612 |  | 6110-TD-612 | TEMPERATURE TRANSM. - HEAD MOUNT |  |  | AIRH | DCS | Field | [7 empty] | IS | 4503-VZ-DM-T61102008 | 61-V-1020 |  |  | 6110-TT-612/6190-DSB-003 | [28 empty] | 6190-DSB-003
| 6110-TT-613 |  | 6110-TD-613 | TEMPERATURE TRANSM. - HEAD MOUNT |  |  | AIRH | DCS | Field | [7 empty] | IS | 4503-VZ-DM-T61102008 | 61-C-1027 |  |  | 6110-TT-613/6190-DSB-004 | [28 empty] | 6190-DSB-004
| 6110-TT-615A |  | 6110-TD-615A | TEMPERATURE TRANSM. - HEAD MOUNT |  |  | AIRH | DCS | Field | [7 empty] | IS | 4503-VZ-DM-T61102011 | 61-A-1030A |  | 6110-TD-615_G1 | 6110-TT-615A/6190-DSB-005 | [28 empty] | 6190-DSB-005
| 6110-TT-615B |  | 6110-TD-615B | TEMPERATURE TRANSM. - HEAD MOUNT |  |  | AIRH | DCS | Field | [7 empty] | IS | 4503-VZ-DM-T61102011 | 61-A-1030A |  | 6110-TD-615_G2 | 6110-TT-615B/6190-DSB-006 | [28 empty] | 6190-DSB-006
| 6110-TT-615C |  | 6110-TD-615C | TEMPERATURE TRANSM. - HEAD MOUNT |  |  | AIRH | DCS | Field | [7 empty] | IS | 4503-VZ-DM-T61102011 | 61-A-1030A |  | 6110-TD-615_G3 | 6110-TT-615C/6190-DSB-006 | [28 empty] | 6190-DSB-006
| 6110-TT-615D |  | 6110-TD-615D | TEMPERATURE TRANSM. - HEAD MOUNT |  |  | AIRH | DCS | Field | [7 empty] | IS | 4503-VZ-DM-T61102011 | 61-A-1030A |  | 6110-TD-615_G4 | 6110-TT-615D/6190-DSB-006 | [28 empty] | 6190-DSB-006
| 6110-TT-615E |  | 6110-TD-615E | TEMPERATURE TRANSM. - HEAD MOUNT |  |  | AIRH | DCS | Field | [7 empty] | IS | 4503-VZ-DM-T61102011 | 61-A-1030A |  | 6110-TD-615_G5 | 6110-TT-615E/6190-DSB-005 | [28 empty] | 6190-DSB-005
| 6110-TT-615F |  | 6110-TD-615F | TEMPERATURE TRANSM. - HEAD MOUNT |  |  | AIRH | DCS | Field | [7 empty] | IS | 4503-VZ-DM-T61102011 | 61-A-1030A |  | 6110-TD-615_G6 | 6110-TT-615F/6190-DSB-006 | [28 empty] | 6190-DSB-006
| 6110-TT-616 |  | 6110-TD-616 | TEMPERATURE TRANSM. - HEAD MOUNT |  |  | AIRH | DCS | Field | [7 empty] | IS | 4503-VZ-DM-T61102011 |  |  |  | 6110-TT-616/6190-DSB-006 | [28 empty] | 6190-DSB-006
| 6110-TT-617A |  | 6110-TD-617A | TEMPERATURE TRANSM. - HEAD MOUNT |  |  | AIRH | DCS | Field | [7 empty] | IS | 4503-VZ-DM-T61102012 | 61-A-1030B |  | 6110-TD-617_G1 | 6110-TT-617A/6190-DSB-006 | [28 empty] | 6190-DSB-006
| 6110-TT-617B |  | 6110-TD-617B | TEMPERATURE TRANSM. - HEAD MOUNT |  |  | AIRH | DCS | Field | [7 empty] | IS | 4503-VZ-DM-T61102012 | 61-A-1030B |  | 6110-TD-617_G2 | 6110-TT-617B/6190-DSB-006 | [28 empty] | 6190-DSB-006
| 6110-TT-617C |  | 6110-TD-617C | TEMPERATURE TRANSM. - HEAD MOUNT |  |  | AIRH | DCS | Field | [7 empty] | IS | 4503-VZ-DM-T61102012 | 61-A-1030B |  | 6110-TD-617_G3 | 6110-TT-617C/6190-DSB-006 | [28 empty] | 6190-DSB-006
| 6110-TT-617D |  | 6110-TD-617D | TEMPERATURE TRANSM. - HEAD MOUNT |  |  | AIRH | DCS | Field | [7 empty] | IS | 4503-VZ-DM-T61102012 | 61-A-1030B |  | 6110-TD-617_G4 | 6110-TT-617D/6190-DSB-006 | [28 empty] | 6190-DSB-006
| 6110-TT-617E |  | 6110-TD-617E | TEMPERATURE TRANSM. - HEAD MOUNT |  |  | AIRH | DCS | Field | [7 empty] | IS | 4503-VZ-DM-T61102012 | 61-A-1030B |  | 6110-TD-617_G5 | 6110-TT-617E/6190-DSB-006 | [28 empty] | 6190-DSB-006
| 6110-TT-617F |  | 6110-TD-617F | TEMPERATURE TRANSM. - HEAD MOUNT |  |  | AIRH | DCS | Field | [7 empty] | IS | 4503-VZ-DM-T61102012 | 61-A-1030B |  | 6110-TD-617_G6 | 6110-TT-617F/6190-DSB-006 | [28 empty] | 6190-DSB-006
| 6110-TT-618 |  | 6110-TD-618 | TEMPERATURE TRANSM. - HEAD MOUNT |  |  | AIRH | DCS | Field | [7 empty] | IS | 4503-VZ-DM-T61102012 |  |  |  | 6110-TT-618/6190-DSB-006 | [28 empty] | 6190-DSB-006
| 6110-TT-625 |  | 6110-TD-625 | TEMPERATURE TRANSM. - HEAD MOUNT |  |  | AIRH | DCS | Field | [7 empty] | IS | 4503-VZ-DM-T61102001 |  |  |  | 6110-TT-625/6190-DSB-003 | [28 empty] | 6190-DSB-003
| 6110-TT-626 |  | 6110-TD-626 | TEMPERATURE TRANSM. - HEAD MOUNT |  |  | AIRH | DCS | Field | [7 empty] | IS | 4503-VZ-DM-T61102007 |  |  |  | 6110-TT-626/6190-DSB-003 | [28 empty] | 6190-DSB-003
| 5110-HY-190P |  | 5110-HD-190P | PUMP STROKE ADJUSTMENT |  |  | AORH | DCS | Field | [7 empty] | NIS | 4503-VZ-DM-T51102005 | 51-P-1012A | 51-P-1012A/B | 51-P-1012_G1 | 5110-HY-190P/5120-DSB-003 | [28 empty] | 5120-DSB-003
| 5110-HY-191P |  | 5110-HD-191P | PUMP STROKE ADJUSTMENT |  |  | AORH | DCS | Field | [7 empty] | NIS | 4503-VZ-DM-T51102005 | 51-P-1012B | 51-P-1012A/B | 51-P-1012_G2 | 5110-HY-191P/5120-DSB-003 | [28 empty] | 5120-DSB-003
| 6110-TT-656AP |  | 6110-TD-656AP | TEMPERATURE TRANSM. - HEAD MOUNT |  |  | AIRH | DCS | Field | [7 empty] | IS | 4503-CE-VD-BD087T3261E1041001 | 61-E-1041 |  | 6110-TD-656_G1 | 6110-TT-656AP/6190-DSB-005 | [28 empty] | 6190-DSB-005
| 6110-TT-656BP |  | 6110-TD-656BP | TEMPERATURE TRANSM. - HEAD MOUNT |  |  | AIRH | DCS | Field | [7 empty] | IS | 4503-CE-VD-BD087T3261E1041001 | 61-E-1041 |  | 6110-TD-656_G2 | 6110-TT-656BP/6190-DSB-005 | [28 empty] | 6190-DSB-005
| 6110-TT-656CP |  | 6110-TD-656CP | TEMPERATURE TRANSM. - HEAD MOUNT |  |  | AIRH | DCS | Field | [7 empty] | IS | 4503-CE-VD-BD087T3261E1041001 | 61-E-1041 |  | 6110-TD-656_G3 | 6110-TT-656CP/6190-DSB-005 | [28 empty] | 6190-DSB-005
| 6110-TT-659P |  | 6110-TD-659P | TEMPERATURE TRANSM. - HEAD MOUNT |  |  | AIRH | DCS | Field | [7 empty] | IS | 4503-GG-VD-BD021T3161P1002AB086 | 61-P-1002A | 61-P-1002 A/B | 61-P-1002_G1 | 6110-TT-659P/6190-DSB-002 | [28 empty] | 6190-DSB-002
| 6110-TT-660P |  | 6110-TD-660P | TEMPERATURE TRANSM. - HEAD MOUNT |  |  | AIRH | DCS | Field | [7 empty] | IS | 4503-GG-VD-BD021T3161P1002AB086 | 61-P-1002B | 61-P-1002 A/B | 61-P-1002_G1 | 6110-TT-660P/6190-DSB-002 | [28 empty] | 6190-DSB-002
| 6110-TT-663P |  | 6110-TD-663P | TEMPERATURE TRANSM. - HEAD MOUNT |  |  | AIRH | DCS | Field | [7 empty] | IS | 4503-GG-VD-BD021T3161P1014AB087 | 61-P-1014A | 61-P-1002 A/B | 61-P-1002_G2 | 6110-TT-663P/6190-DSB-002 | [28 empty] | 6190-DSB-002
| 6110-TT-664P |  | 6110-TD-664P | TEMPERATURE TRANSM. - HEAD MOUNT |  |  | AIRH | DCS | Field | [7 empty] | IS | 4503-GG-VD-BD021T3161P1014AB087 | 61-P-1014B | 61-P-1002 A/B | 61-P-1002_G2 | 6110-TT-664P/6190-DSB-002 | [28 empty] | 6190-DSB-002
| 6110-XZSC-801 |  | 6110-XD-801 | LIMIT SWITCH - CLOSE |  |  | DIR | DCS | Field | [7 empty] | IS | 4503-VZ-DM-T61102002 |  |  |  | 6110-XZSC-801/6190-DSB-004 | [28 empty] | 6190-DSB-004
| 6110-XZSO-801 |  | 6110-XD-801 | LIMIT SWITCH - OPEN |  |  | DIR | DCS | Field | [7 empty] | IS | 4503-VZ-DM-T61102002 |  |  |  | 6110-XZSO-801/6190-DSB-004 | [28 empty] | 6190-DSB-004
| 6110-XY-801 |  | 6110-XD-801 | SOLENOID VALVE |  |  | DOR | DCS | Field | [7 empty] | NIS | 4503-VZ-DM-T61102002 |  |  |  | 6110-XY-801/6190-DSB-007 | [28 empty] | 6190-DSB-007
| 6110-XZSC-802 |  | 6110-XD-802 | LIMIT SWITCH - CLOSE |  |  | DIR | DCS | Field | [7 empty] | IS | 4503-VZ-DM-T61102002 |  |  |  | 6110-XZSC-802/6190-DSB-004 | [28 empty] | 6190-DSB-004
| 6110-XZSO-802 |  | 6110-XD-802 | LIMIT SWITCH - OPEN |  |  | DIR | DCS | Field | [7 empty] | IS | 4503-VZ-DM-T61102002 |  |  |  | 6110-XZSO-802/6190-DSB-004 | [28 empty] | 6190-DSB-004
| 6110-XY-802 |  | 6110-XD-802 | SOLENOID VALVE |  |  | DOR | DCS | Field | [7 empty] | NIS | 4503-VZ-DM-T61102002 |  |  |  | 6110-XY-802/6190-DSB-007 | [28 empty] | 6190-DSB-007
| 6110-XZSC-803 |  | 6110-XD-803 | LIMIT SWITCH - CLOSE |  |  | DIR | DCS | Field | [7 empty] | IS | 4503-VZ-DM-T61102005 |  |  |  | 6110-XZSC-803/6190-DSB-006 | [28 empty] | 6190-DSB-006
| 6110-XZSO-803 |  | 6110-XD-803 | LIMIT SWITCH - OPEN |  |  | DIR | DCS | Field | [7 empty] | IS | 4503-VZ-DM-T61102005 |  |  |  | 6110-XZSO-803/6190-DSB-006 | [28 empty] | 6190-DSB-006
| 6110-XY-803 |  | 6110-XD-803 | SOLENOID VALVE |  |  | DOR | DCS | Field | [7 empty] | NIS | 4503-VZ-DM-T61102005 |  |  |  | 6110-XY-803/6190-DSB-007 | [28 empty] | 6190-DSB-007
| 6110-XZSC-804 |  | 6110-XD-804 | LIMIT SWITCH - CLOSE |  |  | DIR | DCS | Field | [7 empty] | IS | 4503-VZ-DM-T61102005 |  |  |  | 6110-XZSC-804/6190-DSB-006 | [28 empty] | 6190-DSB-006
| 6110-XZSO-804 |  | 6110-XD-804 | LIMIT SWITCH - OPEN |  |  | DIR | DCS | Field | [7 empty] | IS | 4503-VZ-DM-T61102005 |  |  |  | 6110-XZSO-804/6190-DSB-006 | [28 empty] | 6190-DSB-006
| 6110-XY-804 |  | 6110-XD-804 | SOLENOID VALVE |  |  | DOR | DCS | Field | [7 empty] | NIS | 4503-VZ-DM-T61102005 |  |  |  | 6110-XY-804/6190-DSB-007 | [28 empty] | 6190-DSB-007
| 6110-XZSC-805 |  | 6110-XD-805 | LIMIT SWITCH - CLOSE |  |  | DIR | DCS | Field | [7 empty] | IS | 4503-VZ-DM-T61102006 |  |  |  | 6110-XZSC-805/6190-DSB-006 | [28 empty] | 6190-DSB-006
| 6110-XZSO-805 |  | 6110-XD-805 | LIMIT SWITCH - OPEN |  |  | DIR | DCS | Field | [7 empty] | IS | 4503-VZ-DM-T61102006 |  |  |  | 6110-XZSO-805/6190-DSB-006 | [28 empty] | 6190-DSB-006
| 6110-XY-805 |  | 6110-XD-805 | SOLENOID VALVE |  |  | DOR | DCS | Field | [7 empty] | NIS | 4503-VZ-DM-T61102006 |  |  |  | 6110-XY-805/6190-DSB-007 | [28 empty] | 6190-DSB-007
| 6110-XZSC-809 |  | 6110-XD-809 | LIMIT SWITCH - CLOSE |  |  | DIR | DCS | Field | [7 empty] | IS | 4503-VZ-DM-T61102012 |  |  |  | 6110-XZSC-809/6190-DSB-006 | [28 empty] | 6190-DSB-006
| 6110-XZSO-809 |  | 6110-XD-809 | LIMIT SWITCH - OPEN |  |  | DIR | DCS | Field | [7 empty] | IS | 4503-VZ-DM-T61102012 |  |  |  | 6110-XZSO-809/6190-DSB-006 | [28 empty] | 6190-DSB-006
| 6110-XY-809 |  | 6110-XD-809 | SOLENOID VALVE |  |  | DOR | DCS | Field | [7 empty] | NIS | 4503-VZ-DM-T61102012 |  |  |  | 6110-XY-809/6190-DSB-007 | [28 empty] | 6190-DSB-007
| 6110-XZSC-810 |  | 6110-XD-810 | LIMIT SWITCH - CLOSE |  |  | DIR | DCS | Field | [7 empty] | IS | 4503-VZ-DM-T61102008 |  |  |  | 6110-XZSC-810/6190-DSB-004 | [28 empty] | 6190-DSB-004
| 6110-XZSO-810 |  | 6110-XD-810 | LIMIT SWITCH - OPEN |  |  | DIR | DCS | Field | [7 empty] | IS | 4503-VZ-DM-T61102008 |  |  |  | 6110-XZSO-810/6190-DSB-004 | [28 empty] | 6190-DSB-004
| 6110-XY-810 |  | 6110-XD-810 | SOLENOID VALVE |  |  | DOR | DCS | Field | [7 empty] | NIS | 4503-VZ-DM-T61102008 |  |  |  | 6110-XY-810/6190-DSB-007 | [28 empty] | 6190-DSB-007
| 6110-XZSC-811 |  | 6110-XD-811 | LIMIT SWITCH - CLOSE |  |  | DIR | DCS | Field | [7 empty] | IS | 4503-VZ-DM-T61102008 |  |  |  | 6110-XZSC-811/6190-DSB-004 | [28 empty] | 6190-DSB-004
| 6110-XZSO-811 |  | 6110-XD-811 | LIMIT SWITCH - OPEN |  |  | DIR | DCS | Field | [7 empty] | IS | 4503-VZ-DM-T61102008 |  |  |  | 6110-XZSO-811/6190-DSB-004 | [28 empty] | 6190-DSB-004
| 6110-XY-811 |  | 6110-XD-811 | SOLENOID VALVE |  |  | DOR | DCS | Field | [7 empty] | NIS | 4503-VZ-DM-T61102008 |  |  |  | 6110-XY-811/6190-DSB-007 | [28 empty] | 6190-DSB-007
| 6111-AT-002E |  | 6111-AD-002 | ANALYZER - MOISTURE |  |  | AIRH | DCS | Field |  |  |  |  | - |  |  | IS | 4503-VZ-DM-T61112003 |  |  |  | 6111-AT-002E/6111-DSB-002 | [28 empty] | 6111-DSB-002
| 6111-AT-002F |  | 6111-AD-002 | ANALYZER - ELECTROCHEMICAL OXYGEN ANALYZ |  |  | AIRH | DCS | Field |  |  |  |  | - |  |  | IS | 4503-VZ-DM-T61112003 |  |  |  | 6111-AT-002F/6111-DSB-002 | [28 empty] | 6111-DSB-002
| 6111-FIT-269P |  | 6111-FD-269 P | FLOW IND. TRANSM. -MAGNETIC REMOTE MOUNT |  |  | AIRH | DCS | Field |  |  |  |  | 230 VAC |  |  | NIS |  |  | 61-PK-1102B | N2_C2 | 6111-DJB-180/6111-DSB-005 | [28 empty] | 6111-DSB-005
| 6111-HS-131P |  | 6111-HD-131 P | PUSH BUTTON |  |  | DIR | DCS | Field |  |  |  |  | - |  |  | NIS |  | 6111-XLP-170 | 61-PK-1102A | N2_C1 | 6111-XLP-170/6111-DSB-005 | [28 empty] | 6111-DSB-005
| 6111-HS-132P |  | 6111-HD-132 P | PUSH BUTTON |  |  | DIR | DCS | Field |  |  |  |  | - |  |  | NIS |  | 6111-XLP-170 | 61-PK-1102A | N2_C1 | 6111-XLP-170/6111-DSB-005 | [28 empty] | 6111-DSB-005
| 6111-HS-133P |  | 6111-HD-133 P | PUSH BUTTON |  |  | DIR | DCS | Field |  |  |  |  | - |  |  | NIS |  | 6111-XLP-170 | 61-PK-1102A | N2_C1 | 6111-XLP-170/6111-DSB-005 | [28 empty] | 6111-DSB-005
| 6111-HS-134P |  | 6111-HD-134 P | PUSH BUTTON |  |  | DIR | DCS | Field |  |  |  |  | - |  |  | NIS |  | 6111-XLP-170 | 61-PK-1102A | N2_C1 | 6111-XLP-170/6111-DSB-005 | [28 empty] | 6111-DSB-005
| 6111-HS-135P |  | 6111-HD-135 P | PUSH BUTTON |  |  | DIR | DCS | Field |  |  |  |  | - |  |  | NIS |  | 6111-XLP-170 | 61-PK-1102A | N2_C1 | 6111-XLP-170/6111-DSB-005 | [28 empty] | 6111-DSB-005
| 6111-HS-136P |  | 6111-HD-136 P | PUSH BUTTON |  |  | DIR | DCS | Field |  |  |  |  | - |  |  | NIS |  | 6111-XLP-170 | 61-PK-1102A | N2_C1 | 6111-XLP-170/6111-DSB-005 | [28 empty] | 6111-DSB-005
| 6111-HS-137P |  | 6111-HD-137 P | PUSH BUTTON |  |  | DIR | DCS | Field |  |  |  |  | - |  |  | NIS |  | 6111-XLP-170 | 61-PK-1102A | N2_C1 | 6111-XLP-170/6111-DSB-005 | [28 empty] | 6111-DSB-005
| 6111-HS-138P |  | 6111-HD-138 P | PUSH BUTTON |  |  | DIR | DCS | Field |  |  |  |  | - |  |  | NIS |  | 6111-XLP-170 | 61-PK-1102A | N2_C1 | 6111-XLP-170/6111-DSB-005 | [28 empty] | 6111-DSB-005
| 6111-HS-161P |  | 6111-HD-161 P | PUSH BUTTON |  |  | DIR | DCS | LP |  |  |  |  | - |  |  | NIS |  | 6111-XLP-180 | 61-PK-1102B | N2_C2 | 6111-XLP-180/6111-DSB-005 | [28 empty] | 6111-DSB-005
| 6111-HS-162P |  | 6111-HD-162 P | PUSH BUTTON |  |  | DIR | DCS | LP |  |  |  |  | - |  |  | NIS |  | 6111-XLP-180 | 61-PK-1102B | N2_C2 | 6111-XLP-180/6111-DSB-005 | [28 empty] | 6111-DSB-005
| 6111-HS-163P |  | 6111-HD-163 P | PUSH BUTTON |  |  | DIR | DCS | LP |  |  |  |  | - |  |  | NIS |  | 6111-XLP-180 | 61-PK-1102B | N2_C2 | 6111-XLP-180/6111-DSB-005 | [28 empty] | 6111-DSB-005
| 6111-HS-164P |  | 6111-HD-164 P | PUSH BUTTON |  |  | DIR | DCS | LP |  |  |  |  | - |  |  | NIS |  | 6111-XLP-180 | 61-PK-1102B | N2_C2 | 6111-XLP-180/6111-DSB-005 | [28 empty] | 6111-DSB-005
| 6111-HS-165P |  | 6111-HD-165 P | PUSH BUTTON |  |  | DIR | DCS | LP |  |  |  |  | - |  |  | NIS |  | 6111-XLP-180 | 61-PK-1102B | N2_C2 | 6111-XLP-180/6111-DSB-005 | [28 empty] | 6111-DSB-005
| 6111-HS-166P |  | 6111-HD-166 P | PUSH BUTTON |  |  | DIR | DCS | LP |  |  |  |  | - |  |  | NIS |  | 6111-XLP-180 | 61-PK-1102B | N2_C2 | 6111-XLP-180/6111-DSB-005 | [28 empty] | 6111-DSB-005
| 6111-HS-167P |  | 6111-HD-167 P | PUSH BUTTON |  |  | DIR | DCS | LP |  |  |  |  | - |  |  | NIS |  | 6111-XLP-180 | 61-PK-1102B | N2_C2 | 6111-XLP-180/6111-DSB-005 | [28 empty] | 6111-DSB-005
| 6111-HS-168P |  | 6111-HD-168 P | PUSH BUTTON |  |  | DIR | DCS | LP |  |  |  |  | - |  |  | NIS |  | 6111-XLP-180 | 61-PK-1102B | N2_C2 | 6111-XLP-180/6111-DSB-005 | [28 empty] | 6111-DSB-005
| 6111-HZS-139P |  | 6111-HZ-139 P | PUSH BUTTON |  |  | DIR | SIS | Field |  |  |  |  | - |  |  | NIS |  | 6111-XLP-170 | 61-PK-1102A | N2_C1 | 6111-XLP-170/6111-SSB-002 | [28 empty] | 6111-SSB-002
| 6111-HZS-169P |  | 6111-HZ-169 P | PUSH BUTTON |  |  | DIR | SIS | LP |  |  |  |  | - |  |  | NIS |  | 6111-XLP-180 | 61-PK-1102B | N2_C2 | 6111-XLP-180/6111-SSB-002 | [28 empty] | 6111-SSB-002
| 6111-LS-332P |  | 6111-LD-332 P | LEVEL SWITCH -TUNNING FORK |  |  | DIR | DCS | Field |  |  |  |  | - |  |  | NIS |  |  | 61-PK-1102A | N2_C1 | 6111-DJB-171/6111-DSB-005 | [28 empty] | 6111-DSB-005
| 6111-LS-362P |  | 6111-LD-362 P | LEVEL SWITCH -TUNNING FORK |  |  | DIR | DCS | Field |  |  |  |  | - |  |  | NIS |  |  | 61-PK-1102B | N2_C2 | 6111-DJB-181/6111-DSB-005 | [28 empty] | 6111-DSB-005
| 6111-PT-404 |  | 6111-PD-404 | PRESSURE TRANSMITTER |  |  | AIRH | DCS | Field | [7 empty] | NIS | 4503-VZ-DM-T61112004 |  |  |  | 6111-PT-404/6111-DSB-001 | [28 empty] | 6111-DSB-001
| 6111-PT-406 |  | 6111-PD-406 | PRESSURE TRANSMITTER |  |  | AIRH | DCS | Field | [7 empty] | NIS | 4503-VZ-DM-T61112005 |  |  |  | 6111-PT-406/6111-DSB-001 | [28 empty] | 6111-DSB-001
| 6111-PDIT-423 |  | 6111-PD-423 | PRESSURE DIFFERENTIAL IND XMTR |  |  | AIRH | DCS | Field | [7 empty] | NIS | 4503-VZ-DM-T61112006 | 61-F-1114A/B |  |  | 6111-PDIT-423/6111-DSB-001 | [28 empty] | 6111-DSB-001
| 6111-PDT-431P |  | 6111-PD-431 P | PRESSURE DIFFERENTIAL TRANSMITTER |  |  | AIRH | DCS | Field |  |  |  |  | - |  |  | NIS |  |  | 61-PK-1102A | N2_C1 | 6111-DJB-170/6111-DSB-005 | [28 empty] | 6111-DSB-005
| 6111-PT-432P |  | 6111-PD-432 P | PRESSURE TRANSMITTER |  |  | AIRH | DCS | Field |  |  |  |  | - |  |  | NIS |  |  | 61-PK-1102A | N2_C1 | 6111-DJB-170/6111-DSB-005 | [28 empty] | 6111-DSB-005
| 6111-PT-438P |  | 6111-PD-438 P | PRESSURE TRANSMITTER |  |  | AIRH | DCS | Field |  |  |  |  | - |  |  | NIS |  |  | 61-PK-1102A | N2_C1 | 6111-DJB-170/6111-DSB-005 | [28 empty] | 6111-DSB-005
| 6111-PY-438P |  | 6111-PD-438 P | E/P POSITIONER |  |  | AORH | DCS | Field |  |  |  |  | - |  |  | NIS |  |  | 61-PK-1102A | N2_C1 | 6111-DJB-170/6111-DSB-005 | [28 empty] | 6111-DSB-005
| 6111-PZT-438P |  | 6111-PD-438 P | VALVE POSITION STATUS |  |  | AIRH | DCS | Field |  |  |  |  | - |  |  | NIS |  |  | 61-PK-1102A | N2_C1 | 6111-DJB-170/6111-DSB-005 | [28 empty] | 6111-DSB-005
| 6111-PT-441P |  | 6111-PD-441 P | PRESSURE TRANSMITTER |  |  | AIRH | DCS | Field |  |  |  |  | - |  |  | NIS |  |  | 61-PK-1102A | N2_C1 | 6111-DJB-170/6111-DSB-005 | [28 empty] | 6111-DSB-005
| 6111-PZT-441P |  | 6111-PD-441 P | VALVE POSITION STATUS |  |  | AIRH | DCS | Field |  |  |  |  | - |  |  | NIS |  |  | 61-PK-1102A | N2_C1 | 6111-DJB-170/6111-DSB-005 | [28 empty] | 6111-DSB-005
| 6111-PY-441P |  | 6111-PD-441 P | E/P POSITIONER |  |  | AORH | DCS | Field |  |  |  |  | - |  |  | NIS |  |  | 61-PK-1102A | N2_C1 | 6111-DJB-170/6111-DSB-005 | [28 empty] | 6111-DSB-005
| 6111-PDT-445P |  | 6111-PD-445 P | PRESSURE DIFFERENTIAL TRANSMITTER |  |  | AIRH | DCS | Field |  |  |  |  | - |  |  | NIS |  |  | 61-PK-1102A | N2_C1 | 6111-DJB-170/6111-DSB-005 | [28 empty] | 6111-DSB-005
| 6111-PDT-447P |  | 6111-PD-447 P | PRESSURE DIFFERENTIAL TRANSMITTER |  |  | AIRH | DCS | Field |  |  |  |  | - |  |  | NIS |  |  | 61-PK-1102A | N2_C1 | 6111-DJB-170/6111-DSB-005 | [28 empty] | 6111-DSB-005
| 6111-PT-454P |  | 6111-PD-454 P | PRESSURE TRANSMITTER |  |  | AIRH | DCS | Field |  |  |  |  | - |  |  | NIS |  |  | 61-PK-1102A | N2_C1 | 6111-DJB-170/6111-DSB-005 | [28 empty] | 6111-DSB-005
| 6111-PT-455P |  | 6111-PD-455 P | PRESSURE TRANSMITTER |  |  | AIRH | DCS | Field |  |  |  |  | - |  |  | NIS |  |  | 61-PK-1102A | N2_C1 | 6111-DJB-170/6111-DSB-005 | [28 empty] | 6111-DSB-005
| 6111-PDT-461P |  | 6111-PD-461 P | PRESSURE DIFFERENTIAL TRANSMITTER |  |  | AIRH | DCS | Field |  |  |  |  | - |  |  | NIS |  |  | 61-PK-1102B | N2_C2 | 6111-DJB-180/6111-DSB-005 | [28 empty] | 6111-DSB-005
| 6111-PT-462P |  | 6111-PD-462 P | PRESSURE TRANSMITTER |  |  | AIRH | DCS | LGB |  |  |  |  | - |  |  | NIS |  |  | 61-PK-1102B | N2_C2 | 6111-DJB-180/6111-DSB-005 | [28 empty] | 6111-DSB-005
| 6111-PT-468P |  | 6111-PD-468 P | PRESSURE TRANSMITTER |  |  | AIRH | DCS | LGB |  |  |  |  | - |  |  | NIS |  |  | 61-PK-1102B | N2_C2 | 6111-DJB-180/6111-DSB-005 | [28 empty] | 6111-DSB-005
| 6111-PY-468P |  | 6111-PD-468 P | E/P POSITIONER |  |  | AORH | DCS | Field |  |  |  |  | - |  |  | NIS |  |  | 61-PK-1102B | N2_C2 | 6111-DJB-180/6111-DSB-005 | [28 empty] | 6111-DSB-005
| 6111-PZT-468P |  | 6111-PD-468 P | VALVE POSITION STATUS |  |  | AIRH | DCS | Field |  |  |  |  | - |  |  | NIS |  |  | 61-PK-1102B | N2_C2 | 6111-DJB-180/6111-DSB-005 | [28 empty] | 6111-DSB-005
| 6111-PT-471P |  | 6111-PD-471 P | PRESSURE TRANSMITTER |  |  | AIRH | DCS | LGB |  |  |  |  | - |  |  | NIS |  |  | 61-PK-1102B | N2_C2 | 6111-DJB-180/6111-DSB-005 | [28 empty] | 6111-DSB-005
| 6111-PZT-471P |  | 6111-PD-471 P | VALVE POSITION STATUS |  |  | AIRH | DCS | Field |  |  |  |  | - |  |  | NIS |  |  | 61-PK-1102B | N2_C2 | 6111-DJB-180/6111-DSB-005 | [28 empty] | 6111-DSB-005
| 6111-PY-471P |  | 6111-PD-471 P | E/P POSITIONER |  |  | AORH | DCS | Field |  |  |  |  | - |  |  | NIS |  |  | 61-PK-1102B | N2_C2 | 6111-DJB-180/6111-DSB-005 | [28 empty] | 6111-DSB-005
| 6111-PDT-475P |  | 6111-PD-475 P | PRESSURE DIFFERENTIAL TRANSMITTER |  |  | AIRH | DCS | Field |  |  |  |  | - |  |  | NIS |  |  | 61-PK-1102B | N2_C2 | 6111-DJB-180/6111-DSB-005 | [28 empty] | 6111-DSB-005
| 6111-PDT-477P |  | 6111-PD-477 P | PRESSURE DIFFERENTIAL TRANSMITTER |  |  | AIRH | DCS | Field |  |  |  |  | - |  |  | NIS |  |  | 61-PK-1102B | N2_C2 | 6111-DJB-180/6111-DSB-005 | [28 empty] | 6111-DSB-005
| 6111-PT-484P |  | 6111-PD-484 P | PRESSURE TRANSMITTER |  |  | AIRH | DCS | LGB |  |  |  |  | - |  |  | NIS |  |  | 61-PK-1102B | N2_C2 | 6111-DJB-180/6111-DSB-005 | [28 empty] | 6111-DSB-005
| 6111-PT-485P |  | 6111-PD-485 P | PRESSURE TRANSMITTER |  |  | AIRH | DCS | Field |  |  |  |  | - |  |  | NIS |  |  | 61-PK-1102B | N2_C2 | 6111-DJB-180/6111-DSB-005 | [28 empty] | 6111-DSB-005
| 6111-PZT-434AP |  | 6111-PZ-434 P | PRESSURE TRANSMITTER |  |  | AIRH | SIS | Field |  |  |  |  | - |  |  | NIS |  |  | 61-PK-1102A | N2_C1/6111-PZ-434_G1 | 6111-SJB-170/6111-SSB-002 | [28 empty] | 6111-SSB-002
| 6111-PZT-434BP |  | 6111-PZ-434 P | PRESSURE TRANSMITTER |  |  | AIRH | SIS | Field |  |  |  |  | - |  |  | NIS |  |  | 61-PK-1102A | N2_C1/6111-PZ-434_G2 | 6111-SJB-171/6111-SSB-002 | [28 empty] | 6111-SSB-002
| 6111-PZT-434CP |  | 6111-PZ-434 P | PRESSURE TRANSMITTER |  |  | AIRH | SIS | Field |  |  |  |  | - |  |  | NIS |  |  | 61-PK-1102A | N2_C1/6111-PZ-434_G3 | 6111-SJB-172/6111-SSB-002 | [28 empty] | 6111-SSB-002
| 6111-PZT-442AP |  | 6111-PZ-442 P | PRESSURE TRANSMITTER |  |  | AIRH | SIS | Field |  |  |  |  | - |  |  | NIS |  |  | 61-PK-1102A | N2_C1/6111-PZ-442_G1 | 6111-SJB-170/6111-SSB-002 | [28 empty] | 6111-SSB-002
| 6111-PZT-442BP |  | 6111-PZ-442 P | PRESSURE TRANSMITTER |  |  | AIRH | SIS | Field |  |  |  |  | - |  |  | NIS |  |  | 61-PK-1102A | N2_C1/6111-PZ-442_G2 | 6111-SJB-171/6111-SSB-002 | [28 empty] | 6111-SSB-002
| 6111-PZT-442CP |  | 6111-PZ-442 P | PRESSURE TRANSMITTER |  |  | AIRH | SIS | Field |  |  |  |  | - |  |  | NIS |  |  | 61-PK-1102A | N2_C1/6111-PZ-442_G3 | 6111-SJB-172/6111-SSB-002 | [28 empty] | 6111-SSB-002
| 6111-PDZT-448P |  | 6111-PZ-448 P | PRESSURE TRANSM. -DIFFERENTIAL |  |  | AIRH | SIS | Field |  |  |  |  | - |  |  | NIS |  |  | 61-PK-1102A | N2_C1 | 6111-SJB-170/6111-SSB-002 | [28 empty] | 6111-SSB-002
| 6111-PZT-464AP |  | 6111-PZ-464 P | PRESSURE TRANSMITTER |  |  | AIRH | SIS | LGB |  |  |  |  | - |  |  | NIS |  |  | 61-PK-1102B | N2_C2/6111-PZ-464_G1 | 6111-SJB-180/6111-SSB-002 | [28 empty] | 6111-SSB-002
| 6111-PZT-464BP |  | 6111-PZ-464 P | PRESSURE TRANSMITTER |  |  | AIRH | SIS | LGB |  |  |  |  | - |  |  | NIS |  |  | 61-PK-1102B | N2_C2/6111-PZ-464_G2 | 6111-SJB-181/6111-SSB-002 | [28 empty] | 6111-SSB-002
| 6111-PZT-464CP |  | 6111-PZ-464 P | PRESSURE TRANSMITTER |  |  | AIRH | SIS | LGB |  |  |  |  | - |  |  | NIS |  |  | 61-PK-1102B | N2_C2/6111-PZ-464_G3 | 6111-SJB-182/6111-SSB-002 | [28 empty] | 6111-SSB-002
| 6111-PZT-472AP |  | 6111-PZ-472 P | PRESSURE TRANSMITTER |  |  | AIRH | SIS | LGB |  |  |  |  | - |  |  | NIS |  |  | 61-PK-1102B | N2_C2/6111-PZ-472_G1 | 6111-SJB-180/6111-SSB-002 | [28 empty] | 6111-SSB-002
| 6111-PZT-472BP |  | 6111-PZ-472 P | PRESSURE TRANSMITTER |  |  | AIRH | SIS | LGB |  |  |  |  | - |  |  | NIS |  |  | 61-PK-1102B | N2_C2/6111-PZ-472_G2 | 6111-SJB-181/6111-SSB-002 | [28 empty] | 6111-SSB-002
| 6111-PZT-472CP |  | 6111-PZ-472 P | PRESSURE TRANSMITTER |  |  | AIRH | SIS | LGB |  |  |  |  | - |  |  | NIS |  |  | 61-PK-1102B | N2_C2/6111-PZ-472_G3 | 6111-SJB-182/6111-SSB-002 | [28 empty] | 6111-SSB-002
| 6111-PDZT-478P |  | 6111-PZ-478 P | PRESSURE TRANSM. -DIFFERENTIAL |  |  | AIRH | SIS | Field |  |  |  |  | - |  |  | NIS |  |  | 61-PK-1102B | N2_C2 | 6111-SJB-180/6111-SSB-002 | [28 empty] | 6111-SSB-002
| 6111-TT-603 |  | 6111-TD-603 | TEMPERATURE TRANSM. - HEAD MOUNT |  |  | AIRH | DCS | Field | [7 empty] | NIS | 4503-VZ-DM-T61112001 |  |  |  | 6111-TT-603/6111-DSB-001 | [28 empty] | 6111-DSB-001
| 6111-TT-604A |  | 6111-TD-604A | TEMPERATURE TRANSM. - HEAD MOUNT |  |  | AIRH | DCS | Field | [7 empty] | NIS | 4503-VZ-DM-T61112002 | 61-A-1109 |  | 6111-TD-604_G1 | 6111-TT-604A/6111-DSB-001 | [28 empty] | 6111-DSB-001
| 6111-TT-604B |  | 6111-TD-604B | TEMPERATURE TRANSM. - HEAD MOUNT |  |  | AIRH | DCS | Field | [7 empty] | NIS | 4503-VZ-DM-T61112002 | 61-A-1109 |  | 6111-TD-604_G2 | 6111-TT-604B/6111-DSB-001 | [28 empty] | 6111-DSB-001
| 6111-TT-604C |  | 6111-TD-604C | TEMPERATURE TRANSM. - HEAD MOUNT |  |  | AIRH | DCS | Field | [7 empty] | NIS | 4503-VZ-DM-T61112002 | 61-A-1109 |  | 6111-TD-604_G3 | 6111-TT-604C/6111-DSB-001 | [28 empty] | 6111-DSB-001
| 6111-TT-607 |  | 6111-TD-607 | TEMPERATURE TRANSM. - HEAD MOUNT |  |  | AIRH | DCS | Field | [7 empty] | NIS | 4503-VZ-DM-T61112003 | 61-A-1112 |  |  | 6111-TT-607/6111-DSB-001 | [28 empty] | 6111-DSB-001
| 6111-TT-608 |  | 6111-TD-608 | TEMPERATURE TRANSM. - HEAD MOUNT |  |  | AIRH | DCS | Field | [7 empty] | NIS | 4503-VZ-DM-T61112003 | 61-A-1112 |  |  | 6111-TT-608/6111-DSB-001 | [28 empty] | 6111-DSB-001
| 6111-TT-631P |  | 6111-TD-631 P | TEMPERATURE TRANSM. -HEAD MOUNT |  |  | AIRH | DCS | Field |  |  |  |  | - |  |  | NIS |  |  | 61-PK-1102A | N2_C1 | 6111-DJB-170/6111-DSB-005 | [28 empty] | 6111-DSB-005
| 6111-TT-632P |  | 6111-TD-632 P | TEMPERATURE TRANSM. -HEAD MOUNT |  |  | AIRH | DCS | Field |  |  |  |  | - |  |  | NIS |  |  | 61-PK-1102A | N2_C1 | 6111-DJB-170/6111-DSB-005 | [28 empty] | 6111-DSB-005
| 6111-TT-634P |  | 6111-TD-634 P | TEMPERATURE TRANSM. -HEAD MOUNT |  |  | AIRH | DCS | Field |  |  |  |  | - |  |  | NIS |  |  | 61-PK-1102A | N2_C1 | 6111-DJB-170/6111-DSB-005 | [28 empty] | 6111-DSB-005
| 6111-TT-635P |  | 6111-TD-635 P | TEMPERATURE TRANSM. -HEAD MOUNT |  |  | AIRH | DCS | Field |  |  |  |  | - |  |  | NIS |  |  | 61-PK-1102A | N2_C1 | 6111-DJB-170/6111-DSB-005 | [28 empty] | 6111-DSB-005
| 6111-TT-643P |  | 6111-TD-643 P | TEMPERATURE TRANSM. - HEAD MOUNT |  |  | AIRH | DCS | Field |  |  |  |  | - |  |  | NIS |  |  | 61-PK-1102A | N2_C1 | 6111-DJB-170/6111-DSB-005 | [28 empty] | 6111-DSB-005
| 6111-TS-644P |  | 6111-TD-644 P | TEMPERATURE SWITCH |  |  | DIR | DCS | Field |  |  |  |  | - |  |  | NIS |  | 61-E-1163 | 61-PK-1102A | N2_C1 | 6111-DJB-172/6111-DSB-005 | [28 empty] | 6111-DSB-005
| 6111-TS-645P |  | 6111-TD-645 P | TEMPERATURE SWITCH |  |  | DIR | DCS | Field |  |  |  |  | - |  |  | NIS |  | 61-E-1163 | 61-PK-1102A | N2_C1 | 6111-DJB-172/6111-DSB-005 | [28 empty] | 6111-DSB-005
| 6111-TT-646AP |  | 6111-TD-646AP | TEMPERATURE TRANSM. - HEAD MOUNT |  |  | AIRH | DCS | Field | [7 empty] | NIS | 4503-CE-VD-BD087T3261E1108001 | 61-E-1108 |  | 6111-TD-646_G1 | 6111-TT-646AP/6111-DSB-001 | [28 empty] | 6111-DSB-001
| 6111-TT-646BP |  | 6111-TD-646BP | TEMPERATURE TRANSM. - HEAD MOUNT |  |  | AIRH | DCS | Field | [7 empty] | NIS | 4503-CE-VD-BD087T3261E1108001 | 61-E-1108 |  | 6111-TD-646_G2 | 6111-TT-646BP/6111-DSB-001 | [28 empty] | 6111-DSB-001
| 6111-TT-646CP |  | 6111-TD-646CP | TEMPERATURE TRANSM. - HEAD MOUNT |  |  | AIRH | DCS | Field | [7 empty] | NIS | 4503-CE-VD-BD087T3261E1108001 | 61-E-1108 |  | 6111-TD-646_G3 | 6111-TT-646CP/6111-DSB-001 | [28 empty] | 6111-DSB-001
| 6111-TIT-654P |  | 6111-TD-654 P | TEMPERATURE IND. TRANSM. -HEAD MOUNT |  |  | AIRH | DCS | Field |  |  |  |  | - |  |  | NIS |  |  | 61-PK-1102A | N2_C1 | 6111-DJB-170/6111-DSB-005 | [28 empty] | 6111-DSB-005
| 6111-TT-655P |  | 6111-TD-655 P | TEMPERATURE TRANSM. - HEAD MOUNT |  |  | AIRH | DCS | Field |  |  |  |  | - |  |  | NIS |  |  | 61-PK-1102A | N2_C1 | 6111-DJB-170/6111-DSB-005 | [28 empty] | 6111-DSB-005
| 6111-TT-656P |  | 6111-TD-656 P | TEMPERATURE TRANSM. - HEAD MOUNT |  |  | AIRH | DCS | Field |  |  |  |  | - |  |  | NIS |  |  | 61-PK-1102A | N2_C1 | 6111-DJB-170/6111-DSB-005 | [28 empty] | 6111-DSB-005
| 6111-TT-657P |  | 6111-TD-657 P | TEMPERATURE TRANSM. - HEAD MOUNT |  |  | AIRH | DCS | Field |  |  |  |  | - |  |  | NIS |  |  | 61-PK-1102A | N2_C1 | 6111-DJB-170/6111-DSB-005 | [28 empty] | 6111-DSB-005
| 6111-TT-658P |  | 6111-TD-658 P | TEMPERATURE TRANSM. - HEAD MOUNT |  |  | AIRH | DCS | Field |  |  |  |  | - |  |  | NIS |  |  | 61-PK-1102A | N2_C1 | 6111-DJB-170/6111-DSB-005 | [28 empty] | 6111-DSB-005
| 6111-TT-659P |  | 6111-TD-659 P | TEMPERATURE TRANSM. - HEAD MOUNT |  |  | AIRH | DCS | Field |  |  |  |  | - |  |  | NIS |  |  | 61-PK-1102A | N2_C1 | 6111-DJB-170/6111-DSB-005 | [28 empty] | 6111-DSB-005
| 6111-TT-660P |  | 6111-TD-660 P | TEMPERATURE TRANSM. - HEAD MOUNT |  |  | AIRH | DCS | Field |  |  |  |  | - |  |  | NIS |  |  | 61-PK-1102A | N2_C1 | 6111-DJB-170/6111-DSB-005 | [28 empty] | 6111-DSB-005
| 6111-TT-661P |  | 6111-TD-661 P | TEMPERATURE TRANSM. -HEAD MOUNT |  |  | AIRH | DCS | Field |  |  |  |  | - |  |  | NIS |  |  | 61-PK-1102B | N2_C2 | 6111-DJB-180/6111-DSB-005 | [28 empty] | 6111-DSB-005
| 6111-TT-662P |  | 6111-TD-662 P | TEMPERATURE TRANSM. -HEAD MOUNT |  |  | AIRH | DCS | Field |  |  |  |  | - |  |  | NIS |  |  | 61-PK-1102B | N2_C2 | 6111-DJB-180/6111-DSB-005 | [28 empty] | 6111-DSB-005
| 6111-TT-664P |  | 6111-TD-664 P | TEMPERATURE TRANSM. -HEAD MOUNT |  |  | AIRH | DCS | Field |  |  |  |  | - |  |  | NIS |  |  | 61-PK-1102B | N2_C2 | 6111-DJB-180/6111-DSB-005 | [28 empty] | 6111-DSB-005
| 6111-TT-665P |  | 6111-TD-665 P | TEMPERATURE TRANSM. -HEAD MOUNT |  |  | AIRH | DCS | Field |  |  |  |  | - |  |  | NIS |  |  | 61-PK-1102B | N2_C2 | 6111-DJB-180/6111-DSB-005 | [28 empty] | 6111-DSB-005
| 6111-TT-673P |  | 6111-TD-673 P | TEMPERATURE TRANSM. - HEAD MOUNT |  |  | AIRH | DCS | Field |  |  |  |  | - |  |  | NIS |  |  | 61-PK-1102B | N2_C2 | 6111-DJB-180/6111-DSB-005 | [28 empty] | 6111-DSB-005
| 3153-UZX-982P |  | 3153-UZ-982 P | ALARM |  |  | DIR | SIS | Field | [7 empty] | IS | 4503-GP-VD-BD008T3131PK5206049 | 31-KM-5240 | 31-PK-5206B | VRC_C2 | 3153-DJB-190/3900-DSB-017 | [28 empty] | 3900-SSB-004
| 5110-FIT-218P |  | 5110-FD-218P | FLOW IND TRANSMITTER - dP |  |  | AIRH | DCS | Field | [7 empty] | IS |  |  |  |  | 5110-FIT-218P/5120-DSB-005 | [28 empty] | 5120-DSB-005
| 6111-TIT-684P |  | 6111-TD-684 P | TEMPERATURE IND. TRANSM. -HEAD MOUNT |  |  | AIRH | DCS | Field |  |  |  |  | - |  |  | NIS |  |  | 61-PK-1102B | N2_C2 | 6111-DJB-180/6111-DSB-005 | [28 empty] | 6111-DSB-005
| 6111-TT-685P |  | 6111-TD-685 P | TEMPERATURE TRANSM. - HEAD MOUNT |  |  | AIRH | DCS | Field |  |  |  |  | - |  |  | NIS |  |  | 61-PK-1102B | N2_C2 | 6111-DJB-180/6111-DSB-005 | [28 empty] | 6111-DSB-005
| 6111-TT-686P |  | 6111-TD-686 P | TEMPERATURE TRANSM. - HEAD MOUNT |  |  | AIRH | DCS | Field |  |  |  |  | - |  |  | NIS |  |  | 61-PK-1102B | N2_C2 | 6111-DJB-180/6111-DSB-005 | [28 empty] | 6111-DSB-005
| 6111-TT-687P |  | 6111-TD-687 P | TEMPERATURE TRANSM. - HEAD MOUNT |  |  | AIRH | DCS | Field |  |  |  |  | - |  |  | NIS |  |  | 61-PK-1102B | N2_C2 | 6111-DJB-180/6111-DSB-005 | [28 empty] | 6111-DSB-005
| 6111-TT-688P |  | 6111-TD-688 P | TEMPERATURE TRANSM. - HEAD MOUNT |  |  | AIRH | DCS | Field |  |  |  |  | - |  |  | NIS |  |  | 61-PK-1102B | N2_C2 | 6111-DJB-180/6111-DSB-005 | [28 empty] | 6111-DSB-005
| 6111-TT-689P |  | 6111-TD-689 P | TEMPERATURE TRANSM. - HEAD MOUNT |  |  | AIRH | DCS | Field |  |  |  |  | - |  |  | NIS |  |  | 61-PK-1102B | N2_C2 | 6111-DJB-180/6111-DSB-005 | [28 empty] | 6111-DSB-005
| 6111-TT-690P |  | 6111-TD-690 P | TEMPERATURE TRANSM. - HEAD MOUNT |  |  | AIRH | DCS | Field |  |  |  |  | - |  |  | NIS |  |  | 61-PK-1102B | N2_C2 | 6111-DJB-180/6111-DSB-005 | [28 empty] | 6111-DSB-005
| 6111-TZT-633AP |  | 6111-TZ-633 P | TEMPERATURE TRANSM. -HEAD MOUNT |  |  | AIRH | SIS | Field |  |  |  |  | - |  |  | NIS |  |  | 61-PK-1102A | N2_C1/6111-TZ-633_G1 | 6111-SJB-170/6111-SSB-002 | [28 empty] | 6111-SSB-002
| 6111-TZT-633BP |  | 6111-TZ-633 P | TEMPERATURE TRANSM. -HEAD MOUNT |  |  | AIRH | SIS | Field |  |  |  |  | - |  |  | NIS |  |  | 61-PK-1102A | N2_C1/6111-TZ-633_G2 | 6111-SJB-171/6111-SSB-002 | [28 empty] | 6111-SSB-002
| 6111-TZT-633CP |  | 6111-TZ-633 P | TEMPERATURE TRANSM. -HEAD MOUNT |  |  | AIRH | SIS | Field |  |  |  |  | - |  |  | NIS |  |  | 61-PK-1102A | N2_C1/6111-TZ-633_G3 | 6111-SJB-172/6111-SSB-002 | [28 empty] | 6111-SSB-002
| 6111-TZT-636AP |  | 6111-TZ-636 P | TEMPERATURE TRANSM. -HEAD MOUNT |  |  | AIRH | SIS | Field |  |  |  |  | - |  |  | NIS |  |  | 61-PK-1102A | N2_C1/6111-TZ-636_G1 | 6111-SJB-170/6111-SSB-002 | [28 empty] | 6111-SSB-002
| 6111-TZT-636BP |  | 6111-TZ-636 P | TEMPERATURE TRANSM. -HEAD MOUNT |  |  | AIRH | SIS | Field |  |  |  |  | - |  |  | NIS |  |  | 61-PK-1102A | N2_C1/6111-TZ-636_G2 | 6111-SJB-171/6111-SSB-002 | [28 empty] | 6111-SSB-002
| 6111-TZT-636CP |  | 6111-TZ-636 P | TEMPERATURE TRANSM. -HEAD MOUNT |  |  | AIRH | SIS | Field |  |  |  |  | - |  |  | NIS |  |  | 61-PK-1102A | N2_C1/6111-TZ-636_G3 | 6111-SJB-172/6111-SSB-002 | [28 empty] | 6111-SSB-002
| 6111-TZT-653P |  | 6111-TZ-653 P | TEMPERATURE TRANSM. -HEAD MOUNT |  |  | AIRH | SIS | Field |  |  |  |  | - |  |  | NIS |  |  | 61-PK-1102A | N2_C1 | 6111-SJB-170/6111-SSB-002 | [28 empty] | 6111-SSB-002
| 6111-TZT-663AP |  | 6111-TZ-663 P | TEMPERATURE TRANSM. -HEAD MOUNT |  |  | AIRH | SIS | Field |  |  |  |  | - |  |  | NIS |  |  | 61-PK-1102B | N2_C2/6111-TZ-663_G1 | 6111-SJB-180/6111-SSB-002 | [28 empty] | 6111-SSB-002
| 6111-TZT-663BP |  | 6111-TZ-663 P | TEMPERATURE TRANSM. -HEAD MOUNT |  |  | AIRH | SIS | Field |  |  |  |  | - |  |  | NIS |  |  | 61-PK-1102B | N2_C2/6111-TZ-663_G2 | 6111-SJB-181/6111-SSB-002 | [28 empty] | 6111-SSB-002
| 6111-TZT-663CP |  | 6111-TZ-663 P | TEMPERATURE TRANSM. -HEAD MOUNT |  |  | AIRH | SIS | Field |  |  |  |  | - |  |  | NIS |  |  | 61-PK-1102B | N2_C2/6111-TZ-663_G3 | 6111-SJB-182/6111-SSB-002 | [28 empty] | 6111-SSB-002
| 6111-TZT-666AP |  | 6111-TZ-666 P | TEMPERATURE TRANSM. -HEAD MOUNT |  |  | AIRH | SIS | Field |  |  |  |  | - |  |  | NIS |  |  | 61-PK-1102B | N2_C2/6111-TZ-666_G1 | 6111-SJB-180/6111-SSB-002 | [28 empty] | 6111-SSB-002
| 6111-TZT-666BP |  | 6111-TZ-666 P | TEMPERATURE TRANSM. -HEAD MOUNT |  |  | AIRH | SIS | Field |  |  |  |  | - |  |  | NIS |  |  | 61-PK-1102B | N2_C2/6111-TZ-666_G2 | 6111-SJB-181/6111-SSB-002 | [28 empty] | 6111-SSB-002
| 6111-TZT-666CP |  | 6111-TZ-666 P | TEMPERATURE TRANSM. -HEAD MOUNT |  |  | AIRH | SIS | Field |  |  |  |  | - |  |  | NIS |  |  | 61-PK-1102B | N2_C2/6111-TZ-666_G3 | 6111-SJB-182/6111-SSB-002 | [28 empty] | 6111-SSB-002
| 6111-TZT-683P |  | 6111-TZ-683 P | TEMPERATURE TRANSM. -HEAD MOUNT |  |  | AIRH | SIS | Field |  |  |  |  | - |  |  | NIS |  |  | 61-PK-1102B | N2_C2 | 6111-SJB-180/6111-SSB-002 | [28 empty] | 6111-SSB-002
| 6111-XZSC-813 |  | 6111-XD-813 | LIMIT SWITCH - CLOSE |  |  | DIR | DCS | Field | [7 empty] | NIS | 4503-VZ-DM-T61112002 |  |  |  | 6111-XZSC-813/6111-DSB-001 | [28 empty] | 6111-DSB-001
| 6111-XZSO-813 |  | 6111-XD-813 | LIMIT SWITCH - OPEN |  |  | DIR | DCS | Field | [7 empty] | NIS | 4503-VZ-DM-T61112002 |  |  |  | 6111-XZSO-813/6111-DSB-001 | [28 empty] | 6111-DSB-001
| 6111-XY-813 |  | 6111-XD-813 | SOLENOID VALVE |  |  | DOR | DCS | Field | [7 empty] | NIS | 4503-VZ-DM-T61112002 |  |  |  | 6111-XY-813/6111-DSB-001 | [28 empty] | 6111-DSB-001
| 6111-HS-121B |  | 6111-XD-813 | HAND SWITCH |  |  | DIR | DCS | Field | [7 empty] | NIS | 4503-VZ-DM-T61112002 |  |  |  | 6111-HS-121B/6111-DSB-001 | [28 empty] | 6111-DSB-001
| 6111-HS-121A |  | 6111-XD-813 | HAND SWITCH |  |  | DIR | DCS | Field | [7 empty] | NIS | 4503-VZ-DM-T61112002 |  |  |  | 6111-HS-121A/6111-DSB-001 | [28 empty] | 6111-DSB-001
| 3153-XY-957P |  | 3153-XD-957 P | SOLENOID VALVE |  |  | DOR | DCS | Field | [7 empty] | NIS | 4503-GP-VD-BD008T3131PK5206049 | 31-K-5206A | 31-PK-5206A | VRC_C1 | 3153-DJB-370/3900-DSB-017 | [28 empty] | 3900-DSB-017
| 3153-XY-958P |  | 3153-XD-958 P | SOLENOID VALVE |  |  | DOR | DCS | Field | [7 empty] | NIS | 4503-GP-VD-BD008T3131PK5206049 | 31-K-5206A | 31-PK-5206A | VRC_C1 | 3153-DJB-370/3900-DSB-017 | [28 empty] | 3900-DSB-017
| 3153-XL-994P |  | 3153-XD-994 P | LAMP |  |  | DOR | SIS | LP | [7 empty] | NIS | 4503-GP-VD-BD008T3131PK5206049 | 3153-XLP-192 | 31-PK-5206B | VRC_C2 | 3153-XLP-192/3900-SSB-003 | [28 empty] | 3900-SSB-003
| 3153-XL-995P |  | 3153-XD-995 P | LAMP |  |  | DOR | SIS | LP | [7 empty] | NIS | 4503-GP-VD-BD008T3131PK5206049 | 3153-XLP-192 | 31-PK-5206B | VRC_C2 | 3153-XLP-192/3900-SSB-003 | [28 empty] | 3900-SSB-003
| 3153-XL-996P |  | 3153-XD-996 P | LAMP |  |  | DOR | SIS | LP | [7 empty] | NIS | 4503-GP-VD-BD008T3131PK5206049 | 3153-XLP-192 | 31-PK-5206B | VRC_C2 | 3153-XLP-192/3900-SSB-003 | [28 empty] | 3900-SSB-003
| 3153-XL-997P |  | 3153-XD-997 P | LAMP |  |  | DOR | SIS | LP | [7 empty] | NIS | 4503-GP-VD-BD008T3131PK5206049 | 3153-XLP-192 | 31-PK-5206B | VRC_C2 | 3153-XLP-192/3900-SSB-003 | [28 empty] | 3900-SSB-003
| 3153-XL-998P |  | 3153-XD-998 P | LAMP |  |  | DOR | SIS | LP | [7 empty] | NIS | 4503-GP-VD-BD008T3131PK5206049 | 3153-XLP-192 | 31-PK-5206B | VRC_C2 | 3153-XLP-192/3900-SSB-003 | [28 empty] | 3900-SSB-003
| 3153-XL-999P |  | 3153-XD-999 P | LAMP |  |  | DOR | SIS | LP | [7 empty] | NIS | 4503-GP-VD-BD008T3131PK5206049 | 3153-XLP-192 | 31-PK-5206B | VRC_C2 | 3153-XLP-192/3900-SSB-003 | [28 empty] | 3900-SSB-003
| 6111-XL-933P |  | 6111-XD-933 P | LAMP |  |  | DOR | DCS | Field |  |  |  |  | - |  |  | NIS |  | 6111-XLP-170 | 61-PK-1102A | N2_C1 | 6111-XLP-170/6111-DSB-001 | [28 empty] | 6111-DSB-001
| 6111-XL-934P |  | 6111-XD-934 P | LAMP |  |  | DOR | DCS | Field |  |  |  |  | - |  |  | NIS |  | 6111-XLP-170 | 61-PK-1102A | N2_C1 | 6111-XLP-170/6111-DSB-001 | [28 empty] | 6111-DSB-001
| 6111-XL-935P |  | 6111-XD-935 P | LAMP |  |  | DOR | DCS | Field |  |  |  |  | - |  |  | NIS |  | 6111-XLP-170 | 61-PK-1102A | N2_C1 | 6111-XLP-170/6111-DSB-001 | [28 empty] | 6111-DSB-001
| 6111-XL-936P |  | 6111-XD-936 P | LAMP |  |  | DOR | DCS | Field |  |  |  |  | - |  |  | NIS |  | 6111-XLP-170 | 61-PK-1102A | N2_C1 | 6111-XLP-170/6111-DSB-001 | [28 empty] | 6111-DSB-001
| 6111-XL-937P |  | 6111-XD-937 P | LAMP |  |  | DOR | DCS | Field |  |  |  |  | - |  |  | NIS |  | 6111-XLP-170 | 61-PK-1102A | N2_C1 | 6111-XLP-170/6111-DSB-001 | [28 empty] | 6111-DSB-001
| 6111-XL-938P |  | 6111-XD-938 P | LAMP |  |  | DOR | DCS | Field |  |  |  |  | - |  |  | NIS |  | 6111-XLP-170 | 61-PK-1102A | N2_C1 | 6111-XLP-170/6111-DSB-001 | [28 empty] | 6111-DSB-001
| 6111-XL-939P |  | 6111-XD-939 P | LAMP |  |  | DOR | DCS | Field |  |  |  |  | - |  |  | NIS |  | 6111-XLP-170 | 61-PK-1102A | N2_C1 | 6111-XLP-170/6111-DSB-001 | [28 empty] | 6111-DSB-001
| 6111-XY-961P |  | 6111-XD-961 P | SOLENOID VALVE |  |  | DOR | DCS | LGB |  |  |  |  | - |  |  | NIS |  |  | 61-PK-1102B | N2_C2 | 6111-DJB-380/6111-DSB-005 | [28 empty] | 6111-DSB-005
| 6111-XY-962P |  | 6111-XD-962 P | SOLENOID VALVE |  |  | DOR | DCS | LGB |  |  |  |  | - |  |  | NIS |  |  | 61-PK-1102B | N2_C2 | 6111-DJB-380/6111-DSB-005 | [28 empty] | 6111-DSB-005
| 6111-XL-940P |  | 6111-XD-940 P | LAMP |  |  | DOR | DCS | Field |  |  |  |  | - |  |  | NIS |  | 6111-XLP-170 | 61-PK-1102A | N2_C1 | 6111-XLP-170/6111-DSB-001 | [28 empty] | 6111-DSB-001
| 6111-XL-941P |  | 6111-XD-941 P | LAMP |  |  | DOR | DCS | Field |  |  |  |  | - |  |  | NIS |  | 6111-XLP-170 | 61-PK-1102A | N2_C1 | 6111-XLP-170/6111-DSB-001 | [28 empty] | 6111-DSB-001
| 6111-XL-942P |  | 6111-XD-942 P | LAMP |  |  | DOR | DCS | Field |  |  |  |  | - |  |  | NIS |  | 6111-XLP-170 | 61-PK-1102A | N2_C1 | 6111-XLP-170/6111-DSB-001 | [28 empty] | 6111-DSB-001
| 6111-XL-943P |  | 6111-XD-943 P | LAMP |  |  | DOR | DCS | Field |  |  |  |  | - |  |  | NIS |  | 6111-XLP-170 | 61-PK-1102A | N2_C1 | 6111-XLP-170/6111-DSB-001 | [28 empty] | 6111-DSB-001
| 6111-XL-944P |  | 6111-XD-944 P | LAMP |  |  | DOR | DCS | Field |  |  |  |  | - |  |  | NIS |  | 6111-XLP-170 | 61-PK-1102A | N2_C1 | 6111-XLP-170/6111-DSB-001 | [28 empty] | 6111-DSB-001
| 6111-XL-945P |  | 6111-XD-945 P | LAMP |  |  | DOR | DCS | Field |  |  |  |  | - |  |  | NIS |  | 6111-XLP-170 | 61-PK-1102A | N2_C1 | 6111-XLP-170/6111-DSB-001 | [28 empty] | 6111-DSB-001
| 6111-XL-963P |  | 6111-XD-963 P | LAMP |  |  | DOR | DCS | LP |  |  |  |  | - |  |  | NIS |  | 6111-XLP-180 | 61-PK-1102B | N2_C2 | 6111-XLP-180/6111-DSB-001 | [28 empty] | 6111-DSB-001
| 6111-XL-964P |  | 6111-XD-964 P | LAMP |  |  | DOR | DCS | LP |  |  |  |  | - |  |  | NIS |  | 6111-XLP-180 | 61-PK-1102B | N2_C2 | 6111-XLP-180/6111-DSB-001 | [28 empty] | 6111-DSB-001
| 6111-XL-965P |  | 6111-XD-965 P | LAMP |  |  | DOR | DCS | LP |  |  |  |  | - |  |  | NIS |  | 6111-XLP-180 | 61-PK-1102B | N2_C2 | 6111-XLP-180/6111-DSB-001 | [28 empty] | 6111-DSB-001
| 6111-XL-966P |  | 6111-XD-966 P | LAMP |  |  | DOR | DCS | LP |  |  |  |  | - |  |  | NIS |  | 6111-XLP-180 | 61-PK-1102B | N2_C2 | 6111-XLP-180/6111-DSB-001 | [28 empty] | 6111-DSB-001
| 6111-XL-967P |  | 6111-XD-967 P | LAMP |  |  | DOR | DCS | LP |  |  |  |  | - |  |  | NIS |  | 6111-XLP-180 | 61-PK-1102B | N2_C2 | 6111-XLP-180/6111-DSB-001 | [28 empty] | 6111-DSB-001
| 6111-XL-968P |  | 6111-XD-968 P | LAMP |  |  | DOR | DCS | LP |  |  |  |  | - |  |  | NIS |  | 6111-XLP-180 | 61-PK-1102B | N2_C2 | 6111-XLP-180/6111-DSB-001 | [28 empty] | 6111-DSB-001
| 6111-XL-969P |  | 6111-XD-969 P | LAMP |  |  | DOR | DCS | LP |  |  |  |  | - |  |  | NIS |  | 6111-XLP-180 | 61-PK-1102B | N2_C2 | 6111-XLP-180/6111-DSB-001 | [28 empty] | 6111-DSB-001
| 6111-ZS-931P |  | 6111-ZD-931 P | LIMIT SWITCH |  |  | DIR | DCS | Field |  |  |  |  | - |  |  | NIS |  |  | 61-PK-1102A | N2_C1 | 6111-DJB-171/6111-DSB-005 | [28 empty] | 6111-DSB-005
| 6111-ZS-961P |  | 6111-ZD-961 P | LIMIT SWITCH |  |  | DIR | DCS | Field |  |  |  |  | - |  |  | NIS |  |  | 61-PK-1102B | N2_C2 | 6111-DJB-181/6111-DSB-005 | [28 empty] | 6111-DSB-005
| 6114-AT-001 |  | 6114-AD-001 | ANALYZER - MOISTURE |  |  | AIRH | DCS | Field |  |  |  |  | - |  |  | IS | 4503-VZ-DM-T61142002 |  |  |  | 6114-AT-001/6190-DSB-005 | [28 empty] | 6190-DSB-005
| 6114-AT-002 |  | 6114-AD-002 | ANALYZER - MOISTURE |  |  | AIRH | DCS | Field |  |  |  |  | - |  |  | IS | 4503-VZ-DM-T61142006 |  |  |  | 6114-AT-002/6190-DSB-005 | [28 empty] | 6190-DSB-005
| 6114-FT-201 |  | 6114-FD-201 | FLOW TRANSMITTER - CORIOLIS |  |  | AIRH | DCS | Field |  |  |  |  | 230 VAC |  |  | IS | 4503-VZ-DM-T61142002 |  |  |  | 6114-FT-201/6190-DSB-005 | [28 empty] | 6190-DSB-005
| 6114-FY-201 |  | 6114-FD-201 | E/P POSITIONER |  |  | AORH | DCS | Field | [7 empty] | IS | 4503-VZ-DM-T61142002 |  |  |  | 6114-FY-201/6190-DSB-004 | [28 empty] | 6190-DSB-004
| 6114-FT-202 |  | 6114-FD-202 | FLOW TRANSMITTER - VORTEX |  |  | AIRH | DCS | Field | [7 empty] | IS | 4503-VZ-DM-T61142002 |  |  |  | 6114-FT-202/6190-DSB-004 | [28 empty] | 6190-DSB-004
| 6114-FY-202 |  | 6114-FD-202 | E/P POSITIONER |  |  | AORH | DCS | Field | [7 empty] | IS | 4503-VZ-DM-T61142002 |  |  |  | 6114-FY-202/6190-DSB-004 | [28 empty] | 6190-DSB-004
| 6114-FT-214 |  | 6114-FD-214 | FLOW TRANSMITTER - VORTEX |  |  | AIRH | DCS | Field | [7 empty] | IS | 4503-VZ-DM-T61142004 |  |  |  | 6114-FT-214/6190-DSB-005 | [28 empty] | 6190-DSB-005
| 6114-FY-214 |  | 6114-FD-214 | E/P POSITIONER |  |  | AORH | DCS | Field | [7 empty] | IS | 4503-VZ-DM-T61142002 |  |  |  | 6114-FY-214/6190-DSB-004 | [28 empty] | 6190-DSB-004
| 5110-FIT-219P |  | 5110-FD-219P | FLOW IND TRANSMITTER - dP |  |  | AIRH | DCS | Field | [7 empty] | IS |  |  |  |  | 5110-FIT-219P/5120-DSB-005 | [28 empty] | 5120-DSB-005
| 6114-LT-301 |  | 6114-LD-301 | LEVEL TRANSMITTER - dP |  |  | AIRH | DCS | Field | [7 empty] | IS | 4503-VZ-DM-T61142005 | 61-A-1419A |  |  | 6114-LT-301/6190-DSB-005 | [28 empty] | 6190-DSB-005
| 6114-LT-302P |  | 6114-LD-302P | LEVEL TRANSMITTER - dP |  |  | AIRH | DCS | Field | [7 empty] | IS | 4503-GG-VD-BD021T3161P1404AB088 | 61-P-1412A | 61-P-1412 A/B | 61-P-1412_G1 | 6114-LT-302P/6190-DSB-003 | [28 empty] | 6190-DSB-003
| 6114-LT-303 |  | 6114-LD-303 | LEVEL TRANSM. - GWR EXT. CHAMBER |  |  | AIRH | DCS | Field | [7 empty] | IS | 4503-VZ-DM-T61142002 | 61-V-1406 |  |  | 6114-LT-303/6190-DSB-003 | [28 empty] | 6190-DSB-003
| 6114-LY-303 |  | 6114-LD-303 | E/P POSITIONER |  |  | AORH | DCS | Field | [7 empty] | IS | 4503-VZ-DM-T61142002 |  |  |  | 6114-LY-303/6190-DSB-004 | [28 empty] | 6190-DSB-004
| 6114-LT-305 |  | 6114-LD-305 | LEVEL TRANSMITTER - dP |  |  | AIRH | DCS | Field | [7 empty] | IS | 4503-VZ-DM-T61142006 | 61-A-1419B |  |  | 6114-LT-305/6190-DSB-005 | [28 empty] | 6190-DSB-005
| 6114-LT-312P |  | 6114-LD-312P | LEVEL TRANSMITTER - dP |  |  | AIRH | DCS | Field | [7 empty] | IS | 4503-GG-VD-BD021T3161P1404AB088 | 61-P-1412B | 61-P-1412 A/B | 61-P-1412_G2 | 6114-LT-312P/6190-DSB-003 | [28 empty] | 6190-DSB-003
| 6114-PT-402P |  | 6114-PD-402P | PRESSURE TRANSMITTER |  |  | AIRH | DCS | Field | [7 empty] | IS | 4503-GG-VD-BD021T3161P1404AB088 | 61-P-1412-A | 61-P-1412 A/B | 61-P-1412_G1 | 6114-PT-402P/6190-DSB-003 | [28 empty] | 6190-DSB-003
| 6114-PT-404P |  | 6114-PD-404P | PRESSURE TRANSMITTER |  |  | AIRH | DCS | Field | [7 empty] | IS | 4503-GG-VD-BD021T3161P1404AB088 | 61-P-1412-B | 61-P-1412 A/B | 61-P-1412_G1 | 6114-PT-404P/6190-DSB-003 | [28 empty] | 6190-DSB-003
| 6114-PT-405 |  | 6114-PD-405 | PRESSURE TRANSMITTER |  |  | AIRH | DCS | Field | [7 empty] | IS | 4503-VZ-DM-T61142006 |  |  |  | 6114-PT-405/6190-DSB-006 | [28 empty] | 6190-DSB-006
| 6114-PDT-408 |  | 6114-PD-408 | PRESSURE DIFFERENTIAL TRANSMITTER |  |  | AIRH | DCS | Field | [7 empty] | IS | 4503-VZ-DM-T61142002 | 61-C-1421 |  |  | 6114-PDT-408/6190-DSB-004 | [28 empty] | 6190-DSB-004
| 6114-PT-409 |  | 6114-PD-409 | PRESSURE TRANSMITTER |  |  | AIRH | DCS | Field | [7 empty] | IS | 4503-VZ-DM-T61142002 |  |  |  | 6114-PT-409/6190-DSB-004 | [28 empty] | 6190-DSB-004
| 6114-PT-450 |  | 6114-PD-450 | PRESSURE TRANSMITTER |  |  | AIRH | DCS | Field | [7 empty] | IS | 4503-VZ-DM-T61142005 |  |  |  | 6114-PT-450/6190-DSB-006 | [28 empty] | 6190-DSB-006
| 6114-PT-453P |  | 6114-PD-453P | PRESSURE TRANSMITTER |  |  | AIRH | DCS | Field | [7 empty] | IS | 4503-GG-VD-BD021T3161P1404AB088 | 61-P-1412A | 61-P-1412 A/B | 61-P-1412_G2 | 6114-PT-453P/6190-DSB-002 | [28 empty] | 6190-DSB-002
| 6114-PT-454P |  | 6114-PD-454P | PRESSURE TRANSMITTER |  |  | AIRH | DCS | Field | [7 empty] | IS | 4503-GG-VD-BD021T3161P1404AB088 | 61-P-1412B | 61-P-1412 A/B | 61-P-1412_G2 | 6114-PT-454P/6190-DSB-002 | [28 empty] | 6190-DSB-002
| 6114-TT-601 |  | 6114-TD-601 | TEMPERATURE TRANSM. - HEAD MOUNT |  |  | AIRH | DCS | Field | [7 empty] | IS | 4503-VZ-DM-T61142001 |  |  |  | 6114-TT-601/6190-DSB-005 | [28 empty] | 6190-DSB-005
| 6114-TT-602AP |  | 6114-TD-602AP | TEMPERATURE TRANSM. - HEAD MOUNT |  |  | AIRH | DCS | Field | [7 empty] | IS | 4503-CE-VD-BD087T3261E1410001 | 61-E-1410 | 61-E-1410 | 6114-TD-602_G1 | 6114-TT-602AP/6190-DSB-005 | [28 empty] | 6190-DSB-005
| 6114-TT-602BP |  | 6114-TD-602BP | TEMPERATURE TRANSM. - HEAD MOUNT |  |  | AIRH | DCS | Field | [7 empty] | IS | 4503-CE-VD-BD087T3261E1410001 | 61-E-1410 | 61-E-1410 | 6114-TD-602_G2 | 6114-TT-602BP/6190-DSB-005 | [28 empty] | 6190-DSB-005
| 6114-TT-602CP |  | 6114-TD-602CP | TEMPERATURE TRANSM. - HEAD MOUNT |  |  | AIRH | DCS | Field | [7 empty] | IS | 4503-CE-VD-BD087T3261E1410001 | 61-E-1410 | 61-E-1410 | 6114-TD-602_G3 | 6114-TT-602CP/6190-DSB-005 | [28 empty] | 6190-DSB-005
| 6114-TT-608A |  | 6114-TD-608A | TEMPERATURE TRANSM. - HEAD MOUNT |  |  | AIRH | DCS | Field | [7 empty] | IS | 4503-VZ-DM-T61142005 | 61-A-1419A |  | 6114-TD-608_G1 | 6114-TT-608A/6190-DSB-005 | [28 empty] | 6190-DSB-005
| 6114-TT-608B |  | 6114-TD-608B | TEMPERATURE TRANSM. - HEAD MOUNT |  |  | AIRH | DCS | Field | [7 empty] | IS | 4503-VZ-DM-T61142005 | 61-A-1419A |  | 6114-TD-608_G2 | 6114-TT-608B/6190-DSB-006 | [28 empty] | 6190-DSB-006
| 6114-TT-608C |  | 6114-TD-608C | TEMPERATURE TRANSM. - HEAD MOUNT |  |  | AIRH | DCS | Field | [7 empty] | IS | 4503-VZ-DM-T61142005 | 61-A-1419A |  | 6114-TD-608_G3 | 6114-TT-608C/6190-DSB-006 | [28 empty] | 6190-DSB-006
| 6114-TT-609 |  | 6114-TD-609 | TEMPERATURE TRANSM. - HEAD MOUNT |  |  | AIRH | DCS | Field | [7 empty] | IS | 4503-VZ-DM-T61142002 | 61-V-1406 |  |  | 6114-TT-609/6190-DSB-004 | [28 empty] | 6190-DSB-004
| 6114-TT-610 |  | 6114-TD-610 | TEMPERATURE TRANSM. - HEAD MOUNT |  |  | AIRH | DCS | Field | [7 empty] | IS | 4503-VZ-DM-T61142002 | 61-C-1421 |  |  | 6114-TT-610/6190-DSB-004 | [28 empty] | 6190-DSB-004
| 6114-TT-611A |  | 6114-TD-611A | TEMPERATURE TRANSM. - HEAD MOUNT |  |  | AIRH | DCS | Field | [7 empty] | IS | 4503-VZ-DM-T61142006 | 61-A-1419B |  | 6114-TD-611_G1 | 6114-TT-611A/6190-DSB-006 | [28 empty] | 6190-DSB-006
| 6114-TT-611B |  | 6114-TD-611B | TEMPERATURE TRANSM. - HEAD MOUNT |  |  | AIRH | DCS | Field | [7 empty] | IS | 4503-VZ-DM-T61142006 | 61-A-1419B |  | 6114-TD-611_G1 | 6114-TT-611B/6190-DSB-006 | [28 empty] | 6190-DSB-006
| 6114-TT-611C |  | 6114-TD-611C | TEMPERATURE TRANSM. - HEAD MOUNT |  |  | AIRH | DCS | Field | [7 empty] | IS | 4503-VZ-DM-T61142006 | 61-A-1419B |  | 6114-TD-611_G1 | 6114-TT-611C/6190-DSB-006 | [28 empty] | 6190-DSB-006
| 6114-TT-653P |  | 6114-TD-653P | TEMPERATURE TRANSM. - HEAD MOUNT |  |  | AIRH | DCS | Field | [7 empty] | IS | 4503-GG-VD-BD021T3161P1404AB088 | 61-P-1412A | 61-P-1412 A/B | 61-P-1412_G1 | 6114-TT-653P/6190-DSB-002 | [28 empty] | 6190-DSB-002
| 6114-TT-654P |  | 6114-TD-654P | TEMPERATURE TRANSM. - HEAD MOUNT |  |  | AIRH | DCS | Field | [7 empty] | IS | 4503-GG-VD-BD021T3161P1404AB088 | 61-P-1412B | 61-P-1412 A/B | 61-P-1412_G2 | 6114-TT-654P/6190-DSB-002 | [28 empty] | 6190-DSB-002
| 6114-XZSC-801 |  | 6114-XD-801 | LIMIT SWITCH - CLOSE |  |  | DIR | DCS | Field | [7 empty] | IS | 4503-VZ-DM-T61142002 |  |  |  | 6114-XZSC-801/6190-DSB-003 | [28 empty] | 6190-DSB-003
| 6114-XZSO-801 |  | 6114-XD-801 | LIMIT SWITCH - OPEN |  |  | DIR | DCS | Field | [7 empty] | IS | 4503-VZ-DM-T61142002 |  |  |  | 6114-XZSO-801/6190-DSB-003 | [28 empty] | 6190-DSB-003
| 6114-XY-801 |  | 6114-XD-801 | SOLENOID VALVE |  |  | DOR | DCS | Field | [7 empty] | NIS | 4503-VZ-DM-T61142002 |  |  |  | 6114-XY-801/6190-DSB-007 | [28 empty] | 6190-DSB-007
| 6114-XZSC-802 |  | 6114-XD-802 | LIMIT SWITCH - CLOSE |  |  | DIR | DCS | Field | [7 empty] | IS | 4503-VZ-DM-T61142002 |  |  |  | 6114-XZSC-802/6190-DSB-003 | [28 empty] | 6190-DSB-003
| 6114-XZSO-802 |  | 6114-XD-802 | LIMIT SWITCH - OPEN |  |  | DIR | DCS | Field | [7 empty] | IS | 4503-VZ-DM-T61142002 |  |  |  | 6114-XZSO-802/6190-DSB-003 | [28 empty] | 6190-DSB-003
| 6114-XY-802 |  | 6114-XD-802 | SOLENOID VALVE |  |  | DOR | DCS | Field | [7 empty] | NIS | 4503-VZ-DM-T61142002 |  |  |  | 6114-XY-802/6190-DSB-007 | [28 empty] | 6190-DSB-007
| 6114-XZSC-805 |  | 6114-XD-805 | LIMIT SWITCH - CLOSE |  |  | DIR | DCS | Field | [7 empty] | IS | 4503-VZ-DM-T61142006 |  |  |  | 6114-XZSC-805/6190-DSB-006 | [28 empty] | 6190-DSB-006
| 6114-XZSO-805 |  | 6114-XD-805 | LIMIT SWITCH - OPEN |  |  | DIR | DCS | Field | [7 empty] | IS | 4503-VZ-DM-T61142006 |  |  |  | 6114-XZSO-805/6190-DSB-006 | [28 empty] | 6190-DSB-006
| 6114-XY-805 |  | 6114-XD-805 | SOLENOID VALVE |  |  | DOR | DCS | Field | [7 empty] | NIS | 4503-VZ-DM-T61142006 |  |  |  | 6114-XY-805/6190-DSB-007 | [28 empty] | 6190-DSB-007
| 6114-XZSC-860 |  | 6114-XD-860 | LIMIT SWITCH - CLOSE |  |  | DIR | DCS | Field | [7 empty] | IS | 4503-VZ-DM-T61142005 |  |  |  | 6114-XZSC-860/6190-DSB-006 | [28 empty] | 6190-DSB-006
| 6114-XZSO-860 |  | 6114-XD-860 | LIMIT SWITCH - OPEN |  |  | DIR | DCS | Field | [7 empty] | IS | 4503-VZ-DM-T61142005 |  |  |  | 6114-XZSO-860/6190-DSB-006 | [28 empty] | 6190-DSB-006
| 6114-XY-860 |  | 6114-XD-860 | SOLENOID VALVE |  |  | DOR | DCS | Field | [7 empty] | NIS | 4503-VZ-DM-T61142005 |  |  |  | 6114-XY-860/6190-DSB-007 | [28 empty] | 6190-DSB-007
| 6121-AT-001E |  | 6121-AD-001 | ANALYZER - MOISTURE |  |  | AIRH | DCS | Field |  |  |  |  | - |  |  | IS | 4503-VZ-DM-T61212011 |  |  | ETH_T1 | 6121-AT-001E/6190-DSB-005 | [28 empty] | 6190-DSB-005
| 6121-AT-001F |  | 6121-AD-001 | ANALYZER - ELECTROCHEMICAL |  |  | AIRH | DCS | Field |  |  |  |  | - |  |  | IS | 4503-VZ-DM-T61212011 |  |  | ETH_T1 | 6121-AT-001F/6190-DSB-005 | [28 empty] | 6190-DSB-005
| 6121-AT-002E |  | 6121-AD-002 | ANALYZER - MOISTURE |  |  | AIRH | DCS | Field |  |  |  |  | - |  |  | IS | 4503-VZ-DM-T61212007 |  |  | ETH_T1 | 6121-AT-002E/6190-DSB-005 | [28 empty] | 6190-DSB-005
| 6121-AT-002F |  | 6121-AD-002 | ANALYZER - ELECTROCHEMICAL |  |  | AIRH | DCS | Field |  |  |  |  | - |  |  | IS | 4503-VZ-DM-T61212007 |  |  | ETH_T1 | 6121-AT-002F/6190-DSB-005 | [28 empty] | 6190-DSB-005
| 6121-AT-003E |  | 6121-AD-003 | ANALYZER - MOISTURE |  |  | AIRH | DCS | Field |  |  |  |  | - |  |  | IS | 4503-VZ-DM-T61212008 |  |  | ETH_T1 | 6121-AT-003E/6190-DSB-005 | [28 empty] | 6190-DSB-005
| 6121-AT-003F |  | 6121-AD-003 | ANALYZER - ELECTROCHEMICAL |  |  | AIRH | DCS | Field |  |  |  |  | - |  |  | IS | 4503-VZ-DM-T61212008 |  |  | ETH_T1 | 6121-AT-003F/6190-DSB-005 | [28 empty] | 6190-DSB-005
| 6121-AT-005F |  | 6121-AD-005 | ANALYZER - ELECTROCHEMICAL |  |  | AIRH | DCS | Field |  |  |  |  | - |  |  | IS | 4503-VZ-DM-T61212015 |  |  | ETH_T1 | 6121-AT-005F/6190-DSB-005 | [28 empty] | 6190-DSB-005
| 6121-AT-005E |  | 6121-AD-005 | ANALYZER - MOISTURE |  |  | AIRH | DCS | Field |  |  |  |  | - |  |  | IS | 4503-VZ-DM-T61212015 |  |  | ETH_T1 | 6121-AT-005E/6190-DSB-005 | [28 empty] | 6190-DSB-005
| 6121-AT-006E |  | 6121-AD-006 | ANALYZER - MOISTURE |  |  | AIRH | DCS | Field |  |  |  |  | - |  |  | IS | 4503-VZ-DM-T61212017 |  |  | ETH_T1 | 6121-AT-006E/6190-DSB-005 | [28 empty] | 6190-DSB-005
| 6121-AT-006F |  | 6121-AD-006 | ANALYZER - ELECTROCHEMICAL |  |  | AIRH | DCS | Field |  |  |  |  | - |  |  | IS | 4503-VZ-DM-T61212017 |  |  | ETH_T1 | 6121-AT-006F/6190-DSB-005 | [28 empty] | 6190-DSB-005
| 6121-AT-007E |  | 6121-AD-007 | ANALYZER - MOISTURE |  |  | AIRH | DCS | Field |  |  |  |  | - |  |  | IS | 4503-VZ-DM-T61212207 |  |  | ETH_T2 | 6121-AT-007E/6190-DSB-005 | [28 empty] | 6190-DSB-005
| 6121-AT-007F |  | 6121-AD-007 | ANALYZER - ELECTROCHEMICAL |  |  | AIRH | DCS | Field |  |  |  |  | - |  |  | IS | 4503-VZ-DM-T61212207 |  |  | ETH_T2 | 6121-AT-007F/6190-DSB-005 | [28 empty] | 6190-DSB-005
| 6121-AT-008E |  | 6121-AD-008 | ANALYZER - MOISTURE |  |  | AIRH | DCS | Field |  |  |  |  | - |  |  | IS | 4503-VZ-DM-T61212208 |  |  | ETH_T2 | 6121-AT-008E/6190-DSB-005 | [28 empty] | 6190-DSB-005
| 6121-AT-008F |  | 6121-AD-008 | ANALYZER - ELECTROCHEMICAL |  |  | AIRH | DCS | Field |  |  |  |  | - |  |  | IS | 4503-VZ-DM-T61212208 |  |  | ETH_T2 | 6121-AT-008F/6190-DSB-005 | [28 empty] | 6190-DSB-005
| 6121-AT-009E |  | 6121-AD-009 | ANALYZER - MOISTURE |  |  | AIRH | DCS | Field |  |  |  |  | - |  |  | IS | 4503-VZ-DM-T61212211 |  |  | ETH_T2 | 6121-AT-009E/6190-DSB-005 | [28 empty] | 6190-DSB-005
| 6121-AT-009F |  | 6121-AD-009 | ANALYZER - ELECTROCHEMICAL |  |  | AIRH | DCS | Field |  |  |  |  | - |  |  | IS | 4503-VZ-DM-T61212211 |  |  | ETH_T2 | 6121-AT-009F/6190-DSB-005 | [28 empty] | 6190-DSB-005
| 6121-AT-010E |  | 6121-AD-010 | ANALYZER - MOISTURE |  |  | AIRH | DCS | Field |  |  |  |  | - |  |  | IS | 4503-VZ-DM-T61212213 |  |  | ETH_T2 | 6121-AT-010E/6190-DSB-005 | [28 empty] | 6190-DSB-005
| 6121-AT-010F |  | 6121-AD-010 | ANALYZER - ELECTROCHEMICAL |  |  | AIRH | DCS | Field |  |  |  |  | - |  |  | IS | 4503-VZ-DM-T61212213 |  |  | ETH_T2 | 6121-AT-010F/6190-DSB-005 | [28 empty] | 6190-DSB-005
| 5110-LT-370P |  | 5110-LD-370P | LEVEL TRANSM. - RADAR |  |  | AIRH | DCS | Field | [7 empty] | IS |  | 51-V-1080 |  |  | 5110-LT-370P/5120-DSB-005 | [28 empty] | 5120-DSB-005
| 6121-AT-011F |  | 6121-AD-011 | ANALYZER - ELECTROCHEMICAL |  |  | AIRH | DCS | Field |  |  |  |  | - |  |  | IS | 4503-VZ-DM-T61212217 |  |  | ETH_T2 | 6121-AT-011F/6190-DSB-005 | [28 empty] | 6190-DSB-005
| 6121-AT-011E |  | 6121-AD-011 | ANALYZER - MOISTURE |  |  | AIRH | DCS | Field |  |  |  |  | - |  |  | IS | 4503-VZ-DM-T61212217 |  |  | ETH_T2 | 6121-AT-011E/6190-DSB-005 | [28 empty] | 6190-DSB-005
| 6121-AT-022E |  | 6121-AD-022 | ANALYZER - MOISTURE |  |  | AIRH | DCS | Field |  |  |  |  | - |  |  | IS | 4503-VZ-DM-T61212013 |  |  | ETH_T1 | 6121-AT-022E/6190-DSB-005 | [28 empty] | 6190-DSB-005
| 6121-AT-022F |  | 6121-AD-022 | ANALYZER - ELECTROCHEMICAL |  |  | AIRH | DCS | Field |  |  |  |  | - |  |  | IS | 4503-VZ-DM-T61212013 |  |  | ETH_T1 | 6121-AT-022F/6190-DSB-005 | [28 empty] | 6190-DSB-005
| 6121-AT-033E |  | 6121-AD-033 | ANALYZER - MOISTURE |  |  | AIRH | DCS | Field |  |  |  |  | - |  |  | IS | 4503-VZ-DM-T61212215 |  |  | ETH_T2 | 6121-AT-033E/6190-DSB-005 | [28 empty] | 6190-DSB-005
| 6121-AT-033F |  | 6121-AD-033 | ANALYZER - ELECTROCHEMICAL |  |  | AIRH | DCS | Field |  |  |  |  | - |  |  | IS | 4503-VZ-DM-T61212215 |  |  | ETH_T2 | 6121-AT-033F/6190-DSB-005 | [28 empty] | 6190-DSB-005
| 6121-FT-201 |  | 6121-FD-201 | FLOW TRANSMITTER - INTEGRAL ORIFICE |  |  | AIRH | DCS | Field | [7 empty] | IS | 4503-VZ-DM-T61212208 |  |  | ETH_T2 | 6121-FT-201/6190-DSB-006 | [28 empty] | 6190-DSB-006
| 6121-FT-207 |  | 6121-FD-207 | FLOW TRANSMITTER - INTEGRAL ORIFICE |  |  | AIRH | DCS | Field | [7 empty] | IS | 4503-VZ-DM-T61212008 |  |  | ETH_T1 | 6121-FT-207/6190-DSB-006 | [28 empty] | 6190-DSB-006
| 6121-FT-212 |  | 6121-FD-212 | FLOW TRANSMITTER - CORIOLIS |  |  | AIRH | DCS | Field |  |  |  |  | 230 VAC |  |  | IS | 4503-VZ-DM-T61212019 |  |  |  | 6121-FT-212/6190-DSB-004 | [28 empty] | 6190-DSB-004
| 6121-FY-212 |  | 6121-FD-212 | E/P POSITIONER |  |  | AORH | DCS | Field | [7 empty] | IS | 4503-VZ-DM-T61212019 |  |  |  | 6121-FY-212/6190-DSB-004 | [28 empty] | 6190-DSB-004
| 6121-FT-213 |  | 6121-FD-213 | FLOW TRANSMITTER - CORIOLIS |  |  | AIRH | DCS | Field |  |  |  |  | 230 VAC |  |  | IS | 4503-VZ-DM-T61212020 |  |  |  | 6121-FT-213/6190-DSB-003 | [28 empty] | 6190-DSB-003
| 6121-FY-213 |  | 6121-FD-213 | E/P POSITIONER |  |  | AORH | DCS | Field | [7 empty] | IS | 4503-VZ-DM-T61212020 |  |  |  | 6121-FY-213/6190-DSB-001 | [28 empty] | 6190-DSB-001
| 6121-FT-232 |  | 6121-FD-232 | FLOW TRANSMITTER - CORIOLIS |  |  | AIRH | DCS | Field |  |  |  |  | 230 VAC |  |  | IS | 4503-VZ-DM-T61212001 |  |  |  | 6121-FT-232/6111-DSB-002 | [28 empty] | 6111-DSB-002
| 6121-TT-641 |  | 6121-FD-232 | TEMPERATURE TRANSMITTER |  |  | AIRH | DCS | Field | [7 empty] | IS | 4503-VZ-DM-T61212001 |  |  |  | 6121-TT-641/6111-DSB-002 | [28 empty] | 6111-DSB-002
| 6121-FT-233 |  | 6121-FD-233 | FLOW TRANSMITTER - CORIOLIS |  |  | AIRH | DCS | Field |  |  |  |  | 230 VAC |  |  | IS | 4503-VZ-DM-T61212001 |  |  |  | 6121-FT-233/6111-DSB-002 | [28 empty] | 6111-DSB-002
| 6121-TT-640 |  | 6121-FD-233 | TEMPERATURE TRANSMITTER |  |  | AIRH | DCS | Field | [7 empty] | IS | 4503-VZ-DM-T61212001 |  |  |  | 6121-TT-640/6111-DSB-002 | [28 empty] | 6111-DSB-002
| 6121-HS-105A |  | 6121-HD-105 | HAND SWITCH |  |  | DIR | DCS | Field | [7 empty] | NIS | 4503-VZ-DM-T61212019 |  |  |  | 6121-HS-105A/6190-DSB-007 | [28 empty] | 6190-DSB-007
| 6121-HS-105B |  | 6121-HD-105 | HAND SWITCH |  |  | DIR | DCS | Field | [7 empty] | NIS | 4503-VZ-DM-T61212019 |  |  |  | 6121-HS-105B/6190-DSB-007 | [28 empty] | 6190-DSB-007
| 6121-HS-106A |  | 6121-HD-106 | HAND SWITCH |  |  | DIR | DCS | Field | [7 empty] | NIS | 4503-VZ-DM-T61212020 |  |  |  | 6121-HS-106A/6111-DSB-001 | [28 empty] | 6111-DSB-001
| 6121-HS-106B |  | 6121-HD-106 | HAND SWITCH |  |  | DIR | DCS | Field | [7 empty] | NIS | 4503-VZ-DM-T61212020 |  |  |  | 6121-HS-106B/6111-DSB-001 | [28 empty] | 6111-DSB-001
| 6121-HY-130 |  | 6121-HD-130 | E/P POSITIONER |  |  | AORH | DCS | Field | [7 empty] | IS | 4503-VZ-DM-T61212001 |  |  |  | 6121-HY-130/6111-DSB-002 | [28 empty] | 6111-DSB-002
| 6121-HY-132 |  | 6121-HD-132 | E/P POSITIONER |  |  | AORH | DCS | Field | [7 empty] | IS | 4503-VZ-DM-T61212001 |  |  |  | 6121-HY-132/6111-DSB-002 | [28 empty] | 6111-DSB-002
| 6121-PT-401 |  | 6121-PD-401 | PRESSURE TRANSMITTER |  |  | AIRH | DCS | Field | [7 empty] | IS | 4503-VZ-DM-T61212013 |  |  | ETH_T1 | 6121-PT-401/6190-DSB-005 | [28 empty] | 6190-DSB-005
| 6121-PT-403 |  | 6121-PD-403 | PRESSURE TRANSMITTER |  |  | AIRH | DCS | Field | [7 empty] | IS | 4503-VZ-DM-T61212010 |  |  | ETH_T1 | 6121-PT-403/6190-DSB-004 | [28 empty] | 6190-DSB-004
| 6121-PT-404 |  | 6121-PD-404 | PRESSURE TRANSMITTER |  |  | AIRH | DCS | Field | [7 empty] | IS | 4503-VZ-DM-T61212011 |  |  | ETH_T1 | 6121-PT-404/6190-DSB-005 | [28 empty] | 6190-DSB-005
| 6121-PT-405 |  | 6121-PD-405 | PRESSURE TRANSMITTER |  |  | AIRH | DCS | Field | [7 empty] | IS | 4503-VZ-DM-T61212016 |  |  | ETH_T1 | 6121-PT-405/6190-DSB-005 | [28 empty] | 6190-DSB-005
| 6121-PT-406 |  | 6121-PD-406 | PRESSURE TRANSMITTER |  |  | AIRH | DCS | Field | [7 empty] | IS | 4503-VZ-DM-T61212017 |  |  | ETH_T1 | 6121-PT-406/6190-DSB-005 | [28 empty] | 6190-DSB-005
| 6121-PT-407 |  | 6121-PD-407 | PRESSURE TRANSMITTER |  |  | AIRH | DCS | Field | [7 empty] | IS | 4503-VZ-DM-T61212014 |  |  | ETH_T1 | 6121-PT-407/6190-DSB-004 | [28 empty] | 6190-DSB-004
| 6121-PT-408 |  | 6121-PD-408 | PRESSURE TRANSMITTER |  |  | AIRH | DCS | Field | [7 empty] | IS | 4503-VZ-DM-T61212210 |  |  | ETH_T2 | 6121-PT-408/6190-DSB-005 | [28 empty] | 6190-DSB-005
| 6121-PT-409 |  | 6121-PD-409 | PRESSURE TRANSMITTER |  |  | AIRH | DCS | Field | [7 empty] | IS | 4503-VZ-DM-T61212015 |  |  | ETH_T1 | 6121-PT-409/6190-DSB-005 | [28 empty] | 6190-DSB-005
| 6121-PT-410 |  | 6121-PD-410 | PRESSURE TRANSMITTER |  |  | AIRH | DCS | Field | [7 empty] | IS | 4503-VZ-DM-T61212211 |  |  | ETH_T2 | 6121-PT-410/6190-DSB-005 | [28 empty] | 6190-DSB-005
| 6121-PT-411 |  | 6121-PD-411 | PRESSURE TRANSMITTER |  |  | AIRH | DCS | Field | [7 empty] | IS | 4503-VZ-DM-T61212212 |  |  | ETH_T2 | 6121-PT-411/6190-DSB-005 | [28 empty] | 6190-DSB-005
| 6121-PT-412 |  | 6121-PD-412 | PRESSURE TRANSMITTER |  |  | AIRH | DCS | Field | [7 empty] | IS | 4503-VZ-DM-T61212020 |  |  |  | 6121-PT-412/6190-DSB-006 | [28 empty] | 6190-DSB-006
| 6121-PT-415 |  | 6121-PD-415 | PRESSURE TRANSMITTER |  |  | AIRH | DCS | Field | [7 empty] | IS | 4503-VZ-DM-T61212018 |  |  |  | 6121-PT-415/6190-DSB-003 | [28 empty] | 6190-DSB-003
| 6121-PT-417 |  | 6121-PD-417 | PRESSURE TRANSMITTER |  |  | AIRH | DCS | Field | [7 empty] | IS | 4503-VZ-DM-T61212018 |  |  |  | 6121-PT-417/6190-DSB-003 | [28 empty] | 6190-DSB-003
| 6121-PT-418 |  | 6121-PD-418 | PRESSURE TRANSMITTER |  |  | AIRH | DCS | Field | [7 empty] | IS | 4503-VZ-DM-T61212018 |  |  |  | 6121-PT-418/6190-DSB-003 | [28 empty] | 6190-DSB-003
| 6121-PT-419 |  | 6121-PD-419 | PRESSURE TRANSMITTER |  |  | AIRH | DCS | Field | [7 empty] | IS | 4503-VZ-DM-T61212004 |  |  | ETH_T1 | 6121-PT-419/6190-DSB-004 | [28 empty] | 6190-DSB-004
| 6121-PT-420 |  | 6121-PD-420 | PRESSURE TRANSMITTER |  |  | AIRH | DCS | Field | [7 empty] | IS | 4503-VZ-DM-T61212204 |  |  | ETH_T2 | 6121-PT-420/6190-DSB-003 | [28 empty] | 6190-DSB-003
| 6121-PT-444 |  | 6121-PD-444 | PRESSURE TRANSMITTER |  |  | AIRH | DCS | Field | [7 empty] | IS | 4503-VZ-DM-T61212012 |  |  | ETH_T1 | 6121-PT-444/6190-DSB-004 | [28 empty] | 6190-DSB-004
| 6121-PT-450 |  | 6121-PD-450 | PRESSURE TRANSMITTER |  |  | AIRH | DCS | Field | [7 empty] | IS | 4503-VZ-DM-T61212213 |  |  | ETH_T2 | 6121-PT-450/6190-DSB-003 | [28 empty] | 6190-DSB-003
| 6121-PT-457 |  | 6121-PD-457 | PRESSURE TRANSMITTER |  |  | AIRH | DCS | Field | [7 empty] | IS | 4503-VZ-DM-T61212214 |  |  | ETH_T2 | 6121-PT-457/6190-DSB-004 | [28 empty] | 6190-DSB-004
| 6121-PT-459 |  | 6121-PD-459 | PRESSURE TRANSMITTER |  |  | AIRH | DCS | Field | [7 empty] | IS | 4503-VZ-DM-T61212215 |  |  | ETH_T2 | 6121-PT-459/6190-DSB-003 | [28 empty] | 6190-DSB-003
| 6121-PT-465 |  | 6121-PD-465 | PRESSURE TRANSMITTER |  |  | AIRH | DCS | Field | [7 empty] | IS | 4503-VZ-DM-T61212216 |  |  | ETH_T2 | 6121-PT-465/6190-DSB-003 | [28 empty] | 6190-DSB-003
| 6121-PT-469 |  | 6121-PD-469 | PRESSURE TRANSMITTER |  |  | AIRH | DCS | Field | [7 empty] | IS | 4503-VZ-DM-T61212217 |  |  | ETH_T2 | 6121-PT-469/6190-DSB-003 | [28 empty] | 6190-DSB-003
| 6121-PT-470 |  | 6121-PD-470 | PRESSURE TRANSMITTER |  |  | AIRH | DCS | Field | [7 empty] | IS | 4503-VZ-DM-T61212018 |  |  |  | 6121-PT-470/6190-DSB-003 | [28 empty] | 6190-DSB-003
| 6121-PT-473 |  | 6121-PD-473 | PRESSURE TRANSMITTER |  |  | AIRH | DCS | Field | [7 empty] | IS | 4503-VZ-DM-T61212001 |  |  |  | 6121-PT-473/6111-DSB-002 | [28 empty] | 6111-DSB-002
| 6121-PT-474 |  | 6121-PD-474 | PRESSURE TRANSMITTER |  |  | AIRH | DCS | Field | [7 empty] | IS | 4503-VZ-DM-T61212001 |  |  |  | 6121-PT-474/6111-DSB-002 | [28 empty] | 6111-DSB-002
| 6121-PT-480 |  | 6121-PD-480 | PRESSURE TRANSMITTER |  |  | AIRH | DCS | Field | [7 empty] | IS | 4503-VZ-DM-T61212019 |  |  |  | 6121-PT-480/6190-DSB-004 | [28 empty] | 6190-DSB-004
| 6121-PZT-477 |  | 6121-PZ-477 | PRESSURE TRANSMITTER |  |  | AIRH | SIS | Field | [7 empty] | IS | 4503-VZ-DM-T61212008 |  |  |  | 6121-PZT-477/6190-SSB-003 | [28 empty] | 6190-SSB-003
| 6121-PZT-478 |  | 6121-PZ-478 | PRESSURE TRANSMITTER |  |  | AIRH | SIS | Field | [7 empty] | IS | 4503-VZ-DM-T61212208 |  |  |  | 6121-PZT-478/6190-SSB-003 | [28 empty] | 6190-SSB-003
| 6121-TIT-601 |  | 6121-TD-601 | TEMPERATURE IND. TRANSM. - REMOTE MOUNT |  |  | AIRH | DCS | Field | [7 empty] | IS | 4503-VZ-DM-T61212009 |  |  | ETH_T1 | 6121-TIT-601/6190-DSB-004 | [28 empty] | 6190-DSB-004
| 6121-TY-601 |  | 6121-TD-601 | E/P POSITIONER |  |  | AORH | DCS | Field | [7 empty] | IS | 4503-VZ-DM-T61212009 |  |  | ETH_T1 | 6121-TY-601/6190-DSB-008 | [28 empty] | 6190-DSB-008
| 6121-TT-602A |  | 6121-TD-602A | TEMPERATURE TRANSM. - HEAD MOUNT |  |  | AIRH | DCS | Field | [7 empty] | IS | 4503-VZ-DM-T61212010 | 61-A-2108A |  | ETH_T1/6121-TD-602_G1 | 6121-TT-602A/6190-DSB-004 | [28 empty] | 6190-DSB-004
| 6121-TT-602B |  | 6121-TD-602B | TEMPERATURE TRANSM. - HEAD MOUNT |  |  | AIRH | DCS | Field | [7 empty] | IS | 4503-VZ-DM-T61212010 | 61-A-2108A |  | ETH_T1/6121-TD-602_G2 | 6121-TT-602B/6190-DSB-004 | [28 empty] | 6190-DSB-004
| 6121-TT-602C |  | 6121-TD-602C | TEMPERATURE TRANSM. - HEAD MOUNT |  |  | AIRH | DCS | Field | [7 empty] | IS | 4503-VZ-DM-T61212010 | 61-A-2108A |  | ETH_T1/6121-TD-602_G3 | 6121-TT-602C/6190-DSB-004 | [28 empty] | 6190-DSB-004
| 6121-TT-602D |  | 6121-TD-602D | TEMPERATURE TRANSM. - HEAD MOUNT |  |  | AIRH | DCS | Field | [7 empty] | IS | 4503-VZ-DM-T61212010 | 61-A-2108A |  | ETH_T1/6121-TD-602_G4 | 6121-TT-602D/6190-DSB-004 | [28 empty] | 6190-DSB-004
| 6121-TT-603A |  | 6121-TD-603A | TEMPERATURE TRANSM. - HEAD MOUNT |  |  | AIRH | DCS | Field | [7 empty] | IS | 4503-VZ-DM-T61212007 | 61-A-2102 |  | ETH_T1/6121-TD-603_G1 | 6121-TT-603A/6190-DSB-004 | [28 empty] | 6190-DSB-004
| 6121-TT-603B |  | 6121-TD-603B | TEMPERATURE TRANSM. - HEAD MOUNT |  |  | AIRH | DCS | Field | [7 empty] | IS | 4503-VZ-DM-T61212007 | 61-A-2102 |  | ETH_T1/6121-TD-603_G2 | 6121-TT-603B/6190-DSB-004 | [28 empty] | 6190-DSB-004
| 6121-TT-603C |  | 6121-TD-603C | TEMPERATURE TRANSM. - HEAD MOUNT |  |  | AIRH | DCS | Field | [7 empty] | IS | 4503-VZ-DM-T61212007 | 61-A-2102 |  | ETH_T1/6121-TD-603_G3 | 6121-TT-603C/6190-DSB-004 | [28 empty] | 6190-DSB-004
| 6121-TT-603D |  | 6121-TD-603D | TEMPERATURE TRANSM. - HEAD MOUNT |  |  | AIRH | DCS | Field | [7 empty] | IS | 4503-VZ-DM-T61212007 | 61-A-2102 |  | ETH_T1/6121-TD-603_G4 | 6121-TT-603D/6190-DSB-004 | [28 empty] | 6190-DSB-004
| 6121-TT-603E |  | 6121-TD-603E | TEMPERATURE TRANSM. - HEAD MOUNT |  |  | AIRH | DCS | Field | [7 empty] | IS | 4503-VZ-DM-T61212007 | 61-A-2102 |  | ETH_T1/6121-TD-603_G5 | 6121-TT-603E/6190-DSB-004 | [28 empty] | 6190-DSB-004
| 6121-TT-603F |  | 6121-TD-603F | TEMPERATURE TRANSM. - HEAD MOUNT |  |  | AIRH | DCS | Field | [7 empty] | IS | 4503-VZ-DM-T61212007 | 61-A-2102 |  | ETH_T1/6121-TD-603_G6 | 6121-TT-603F/6190-DSB-004 | [28 empty] | 6190-DSB-004
| 6121-TT-605A |  | 6121-TD-605A | TEMPERATURE TRANSM. - HEAD MOUNT |  |  | AIRH | DCS | Field | [7 empty] | IS | 4503-VZ-DM-T61212011 | 61-A-2108B |  | ETH_T1/6121-TD-605_G1 | 6121-TT-605A/6190-DSB-006 | [28 empty] | 6190-DSB-006
| 6121-TT-605B |  | 6121-TD-605B | TEMPERATURE TRANSM. - HEAD MOUNT |  |  | AIRH | DCS | Field | [7 empty] | IS | 4503-VZ-DM-T61212011 | 61-A-2108B |  | ETH_T1/6121-TD-605_G2 | 6121-TT-605B/6190-DSB-006 | [28 empty] | 6190-DSB-006
| 6121-TT-605C |  | 6121-TD-605C | TEMPERATURE TRANSM. - HEAD MOUNT |  |  | AIRH | DCS | Field | [7 empty] | IS | 4503-VZ-DM-T61212011 | 61-A-2108B |  | ETH_T1/6121-TD-605_G3 | 6121-TT-605C/6190-DSB-006 | [28 empty] | 6190-DSB-006
| 6121-TT-605D |  | 6121-TD-605D | TEMPERATURE TRANSM. - HEAD MOUNT |  |  | AIRH | DCS | Field | [7 empty] | IS | 4503-VZ-DM-T61212011 | 61-A-2108B |  | ETH_T1/6121-TD-605_G4 | 6121-TT-605D/6190-DSB-006 | [28 empty] | 6190-DSB-006
| 6121-TT-606A |  | 6121-TD-606A | TEMPERATURE TRANSM. - HEAD MOUNT |  |  | AIRH | DCS | Field | [7 empty] | IS | 4503-VZ-DM-T61212013 | 61-A-2103B |  | ETH_T1/6121-TD-606_G1 | 6121-TT-606A/6190-DSB-006 | [28 empty] | 6190-DSB-006
| 6121-TT-606B |  | 6121-TD-606B | TEMPERATURE TRANSM. - HEAD MOUNT |  |  | AIRH | DCS | Field | [7 empty] | IS | 4503-VZ-DM-T61212013 | 61-A-2103B |  | ETH_T1/6121-TD-606_G2 | 6121-TT-606B/6190-DSB-006 | [28 empty] | 6190-DSB-006
| 6121-TT-606C |  | 6121-TD-606C | TEMPERATURE TRANSM. - HEAD MOUNT |  |  | AIRH | DCS | Field | [7 empty] | IS | 4503-VZ-DM-T61212013 | 61-A-2103B |  | ETH_T1/6121-TD-606_G3 | 6121-TT-606C/6190-DSB-006 | [28 empty] | 6190-DSB-006
| 6121-TT-606D |  | 6121-TD-606D | TEMPERATURE TRANSM. - HEAD MOUNT |  |  | AIRH | DCS | Field | [7 empty] | IS | 4503-VZ-DM-T61212013 | 61-A-2103B |  | ETH_T1/6121-TD-606_G4 | 6121-TT-606D/6190-DSB-006 | [28 empty] | 6190-DSB-006
| 6121-TT-607A |  | 6121-TD-607A | TEMPERATURE TRANSM. - HEAD MOUNT |  |  | AIRH | DCS | Field | [7 empty] | IS | 4503-VZ-DM-T61212016 | 61-A-2110A |  | ETH_T1/6121-TD-607_G1 | 6121-TT-607A/6190-DSB-003 | [28 empty] | 6190-DSB-003
| 6121-TT-607B |  | 6121-TD-607B | TEMPERATURE TRANSM. - HEAD MOUNT |  |  | AIRH | DCS | Field | [7 empty] | IS | 4503-VZ-DM-T61212016 | 61-A-2110A |  | ETH_T1/6121-TD-607_G2 | 6121-TT-607B/6190-DSB-003 | [28 empty] | 6190-DSB-003
| 6121-TT-607C |  | 6121-TD-607C | TEMPERATURE TRANSM. - HEAD MOUNT |  |  | AIRH | DCS | Field | [7 empty] | IS | 4503-VZ-DM-T61212016 | 61-A-2110A |  | ETH_T1/6121-TD-607_G3 | 6121-TT-607C/6190-DSB-003 | [28 empty] | 6190-DSB-003
| 6121-TT-607D |  | 6121-TD-607D | TEMPERATURE TRANSM. - HEAD MOUNT |  |  | AIRH | DCS | Field | [7 empty] | IS | 4503-VZ-DM-T61212016 | 61-A-2110A |  | ETH_T1/6121-TD-607_G4 | 6121-TT-607D/6190-DSB-003 | [28 empty] | 6190-DSB-003
| 6121-TT-607E |  | 6121-TD-607E | TEMPERATURE TRANSM. - HEAD MOUNT |  |  | AIRH | DCS | Field | [7 empty] | IS | 4503-VZ-DM-T61212016 | 61-A-2110A |  | ETH_T1/6121-TD-607_G5 | 6121-TT-607E/6190-DSB-003 | [28 empty] | 6190-DSB-003
| 6121-TT-608A |  | 6121-TD-608A | TEMPERATURE TRANSM. - HEAD MOUNT |  |  | AIRH | DCS | Field | [7 empty] | IS | 4503-VZ-DM-T61212017 | 61-A-2110B |  | ETH_T1/6121-TD-608_G1 | 6121-TT-608A/6190-DSB-003 | [28 empty] | 6190-DSB-003
| 6121-TT-608B |  | 6121-TD-608B | TEMPERATURE TRANSM. - HEAD MOUNT |  |  | AIRH | DCS | Field | [7 empty] | IS | 4503-VZ-DM-T61212017 | 61-A-2110B |  | ETH_T1/6121-TD-608_G2 | 6121-TT-608B/6190-DSB-003 | [28 empty] | 6190-DSB-003
| 6121-TT-608C |  | 6121-TD-608C | TEMPERATURE TRANSM. - HEAD MOUNT |  |  | AIRH | DCS | Field | [7 empty] | IS | 4503-VZ-DM-T61212017 | 61-A-2110B |  | ETH_T1/6121-TD-608_G3 | 6121-TT-608C/6190-DSB-003 | [28 empty] | 6190-DSB-003
| 6121-TT-608D |  | 6121-TD-608D | TEMPERATURE TRANSM. - HEAD MOUNT |  |  | AIRH | DCS | Field | [7 empty] | IS | 4503-VZ-DM-T61212017 | 61-A-2110B |  | ETH_T1/6121-TD-608_G4 | 6121-TT-608D/6190-DSB-003 | [28 empty] | 6190-DSB-003
| 6121-TT-608E |  | 6121-TD-608E | TEMPERATURE TRANSM. - HEAD MOUNT |  |  | AIRH | DCS | Field | [7 empty] | IS | 4503-VZ-DM-T61212017 | 61-A-2110B |  | ETH_T1/6121-TD-608_G5 | 6121-TT-608E/6190-DSB-003 | [28 empty] | 6190-DSB-003
| 6121-TT-609A |  | 6121-TD-609A | TEMPERATURE TRANSM. - HEAD MOUNT |  |  | AIRH | DCS | Field | [7 empty] | IS | 4503-VZ-DM-T61212014 | 61-A-2112A |  | ETH_T1/6121-TD-606_G1 | 6121-TT-609A/6190-DSB-004 | [28 empty] | 6190-DSB-004
| 6121-TT-609B |  | 6121-TD-609B | TEMPERATURE TRANSM. - HEAD MOUNT |  |  | AIRH | DCS | Field | [7 empty] | IS | 4503-VZ-DM-T61212014 | 61-A-2112A |  | ETH_T1/6121-TD-606_G2 | 6121-TT-609B/6190-DSB-004 | [28 empty] | 6190-DSB-004
| 6121-TT-609C |  | 6121-TD-609C | TEMPERATURE TRANSM. - HEAD MOUNT |  |  | AIRH | DCS | Field | [7 empty] | IS | 4503-VZ-DM-T61212014 | 61-A-2112A |  | ETH_T1/6121-TD-606_G3 | 6121-TT-609C/6190-DSB-004 | [28 empty] | 6190-DSB-004
| 6121-TT-609D |  | 6121-TD-609D | TEMPERATURE TRANSM. - HEAD MOUNT |  |  | AIRH | DCS | Field | [7 empty] | IS | 4503-VZ-DM-T61212014 | 61-A-2112A |  | ETH_T1/6121-TD-606_G4 | 6121-TT-609D/6190-DSB-004 | [28 empty] | 6190-DSB-004
| 6121-TT-609E |  | 6121-TD-609E | TEMPERATURE TRANSM. - HEAD MOUNT |  |  | AIRH | DCS | Field | [7 empty] | IS | 4503-VZ-DM-T61212014 | 61-A-2112A |  | ETH_T1/6121-TD-606_G5 | 6121-TT-609E/6190-DSB-004 | [28 empty] | 6190-DSB-004
| 6121-TT-609F |  | 6121-TD-609F | TEMPERATURE TRANSM. - HEAD MOUNT |  |  | AIRH | DCS | Field | [7 empty] | IS | 4503-VZ-DM-T61212014 | 61-A-2112A |  | ETH_T1/6121-TD-606_G6 | 6121-TT-609F/6190-DSB-004 | [28 empty] | 6190-DSB-004
| 6121-TT-610 |  | 6121-TD-610 | TEMPERATURE TRANSM. - HEAD MOUNT |  |  | AIRH | DCS | Field | [7 empty] | IS | 4503-VZ-DM-T61212014 |  |  | ETH_T1 | 6121-TT-610/6190-DSB-004 | [28 empty] | 6190-DSB-004
| 6121-TT-611 |  | 6121-TD-611 | TEMPERATURE TRANSM. - HEAD MOUNT |  |  | AIRH | DCS | Field | [7 empty] | IS | 4503-VZ-DM-T61212019 |  |  |  | 6121-TT-611/6190-DSB-004 | [28 empty] | 6190-DSB-004
| 6121-TT-612A |  | 6121-TD-612A | TEMPERATURE TRANSM. - HEAD MOUNT |  |  | AIRH | DCS | Field | [7 empty] | IS | 4503-VZ-DM-T61212207 | 61-A-2122 |  | ETH_T2/6121-TD-612_G1 | 6121-TT-612A/6190-DSB-005 | [28 empty] | 6190-DSB-005
| 6121-TT-612B |  | 6121-TD-612B | TEMPERATURE TRANSM. - HEAD MOUNT |  |  | AIRH | DCS | Field | [7 empty] | IS | 4503-VZ-DM-T61212207 | 61-A-2122 |  | ETH_T2/6121-TD-612_G2 | 6121-TT-612B/6190-DSB-005 | [28 empty] | 6190-DSB-005
| 6121-TT-612C |  | 6121-TD-612C | TEMPERATURE TRANSM. - HEAD MOUNT |  |  | AIRH | DCS | Field | [7 empty] | IS | 4503-VZ-DM-T61212207 | 61-A-2122 |  | ETH_T2/6121-TD-612_G3 | 6121-TT-612C/6190-DSB-005 | [28 empty] | 6190-DSB-005
| 6121-TT-612D |  | 6121-TD-612D | TEMPERATURE TRANSM. - HEAD MOUNT |  |  | AIRH | DCS | Field | [7 empty] | IS | 4503-VZ-DM-T61212207 | 61-A-2122 |  | ETH_T2/6121-TD-612_G4 | 6121-TT-612D/6190-DSB-005 | [28 empty] | 6190-DSB-005
| 6121-TT-612E |  | 6121-TD-612E | TEMPERATURE TRANSM. - HEAD MOUNT |  |  | AIRH | DCS | Field | [7 empty] | IS | 4503-VZ-DM-T61212207 | 61-A-2122 |  | ETH_T2/6121-TD-612_G5 | 6121-TT-612E/6190-DSB-006 | [28 empty] | 6190-DSB-006
| 6121-TT-612F |  | 6121-TD-612F | TEMPERATURE TRANSM. - HEAD MOUNT |  |  | AIRH | DCS | Field | [7 empty] | IS | 4503-VZ-DM-T61212207 | 61-A-2122 |  | ETH_T2/6121-TD-612_G6 | 6121-TT-612F/6190-DSB-006 | [28 empty] | 6190-DSB-006
| 6121-TT-613A |  | 6121-TD-613A | TEMPERATURE TRANSM. - HEAD MOUNT |  |  | AIRH | DCS | Field | [7 empty] | IS | 4503-VZ-DM-T61212015 | 61-A-2112B |  | ETH_T1/6121-TD-613_G1 | 6121-TT-613A/6190-DSB-003 | [28 empty] | 6190-DSB-003
| 6121-TT-613B |  | 6121-TD-613B | TEMPERATURE TRANSM. - HEAD MOUNT |  |  | AIRH | DCS | Field | [7 empty] | IS | 4503-VZ-DM-T61212015 | 61-A-2112B |  | ETH_T1/6121-TD-613_G2 | 6121-TT-613B/6190-DSB-003 | [28 empty] | 6190-DSB-003
| 6121-TT-613C |  | 6121-TD-613C | TEMPERATURE TRANSM. - HEAD MOUNT |  |  | AIRH | DCS | Field | [7 empty] | IS | 4503-VZ-DM-T61212015 | 61-A-2112B |  | ETH_T1/6121-TD-613_G3 | 6121-TT-613C/6190-DSB-003 | [28 empty] | 6190-DSB-003
| 6121-TT-613D |  | 6121-TD-613D | TEMPERATURE TRANSM. - HEAD MOUNT |  |  | AIRH | DCS | Field | [7 empty] | IS | 4503-VZ-DM-T61212015 | 61-A-2112B |  | ETH_T1/6121-TD-613_G4 | 6121-TT-613D/6190-DSB-003 | [28 empty] | 6190-DSB-003
| 6121-TT-613E |  | 6121-TD-613E | TEMPERATURE TRANSM. - HEAD MOUNT |  |  | AIRH | DCS | Field | [7 empty] | IS | 4503-VZ-DM-T61212015 | 61-A-2112B |  | ETH_T1/6121-TD-613_G5 | 6121-TT-613E/6190-DSB-003 | [28 empty] | 6190-DSB-003
| 6121-TT-613F |  | 6121-TD-613F | TEMPERATURE TRANSM. - HEAD MOUNT |  |  | AIRH | DCS | Field | [7 empty] | IS | 4503-VZ-DM-T61212015 | 61-A-2112B |  | ETH_T1/6121-TD-613_G6 | 6121-TT-613F/6190-DSB-003 | [28 empty] | 6190-DSB-003
| 6121-TT-614 |  | 6121-TD-614 | TEMPERATURE TRANSM. - HEAD MOUNT |  |  | AIRH | DCS | Field | [7 empty] | IS | 4503-VZ-DM-T61212015 |  |  | ETH_T1 | 6121-TT-614/6190-DSB-003 | [28 empty] | 6190-DSB-003
| 6121-TT-615A |  | 6121-TD-615A | TEMPERATURE TRANSM. - HEAD MOUNT |  |  | AIRH | DCS | Field | [7 empty] | IS | 4503-VZ-DM-T61212210 | 61-A-2108C |  | ETH_T2/6121-TD-615_G1 | 6121-TT-615A/6190-DSB-003 | [28 empty] | 6190-DSB-003
| 6121-TT-615B |  | 6121-TD-615B | TEMPERATURE TRANSM. - HEAD MOUNT |  |  | AIRH | DCS | Field | [7 empty] | IS | 4503-VZ-DM-T61212210 | 61-A-2108C |  | ETH_T2/6121-TD-615_G2 | 6121-TT-615B/6190-DSB-003 | [28 empty] | 6190-DSB-003
| 6121-TT-615C |  | 6121-TD-615C | TEMPERATURE TRANSM. - HEAD MOUNT |  |  | AIRH | DCS | Field | [7 empty] | IS | 4503-VZ-DM-T61212210 | 61-A-2108C |  | ETH_T2/6121-TD-615_G3 | 6121-TT-615C/6190-DSB-003 | [28 empty] | 6190-DSB-003
| 6121-TT-615D |  | 6121-TD-615D | TEMPERATURE TRANSM. - HEAD MOUNT |  |  | AIRH | DCS | Field | [7 empty] | IS | 4503-VZ-DM-T61212210 | 61-A-2108C |  | ETH_T2/6121-TD-615_G4 | 6121-TT-615D/6190-DSB-003 | [28 empty] | 6190-DSB-003
| 6121-TT-616A |  | 6121-TD-616A | TEMPERATURE TRANSM. - HEAD MOUNT |  |  | AIRH | DCS | Field | [7 empty] | IS | 4503-VZ-DM-T61212211 | 61-A-2108D |  | ETH_T2/6121-TD-616_G1 | 6121-TT-616A/6190-DSB-006 | [28 empty] | 6190-DSB-006
| 6121-TT-616B |  | 6121-TD-616B | TEMPERATURE TRANSM. - HEAD MOUNT |  |  | AIRH | DCS | Field | [7 empty] | IS | 4503-VZ-DM-T61212211 | 61-A-2108D |  | ETH_T2/6121-TD-616_G1 | 6121-TT-616B/6190-DSB-006 | [28 empty] | 6190-DSB-006
| 6121-TT-616C |  | 6121-TD-616C | TEMPERATURE TRANSM. - HEAD MOUNT |  |  | AIRH | DCS | Field | [7 empty] | IS | 4503-VZ-DM-T61212211 | 61-A-2108D |  | ETH_T2/6121-TD-616_G1 | 6121-TT-616C/6190-DSB-006 | [28 empty] | 6190-DSB-006
| 6121-TT-616D |  | 6121-TD-616D | TEMPERATURE TRANSM. - HEAD MOUNT |  |  | AIRH | DCS | Field | [7 empty] | IS | 4503-VZ-DM-T61212211 | 61-A-2108D |  | ETH_T2/6121-TD-616_G1 | 6121-TT-616D/6190-DSB-006 | [28 empty] | 6190-DSB-006
| 6121-TT-617A |  | 6121-TD-617A | TEMPERATURE TRANSM. - HEAD MOUNT |  |  | AIRH | DCS | Field | [7 empty] | IS | 4503-VZ-DM-T61212212 | 61-A-2103C |  | ETH_T2/6121-TD-617_G1 | 6121-TT-617A/6190-DSB-003 | [28 empty] | 6190-DSB-003
| 6121-TT-617B |  | 6121-TD-617B | TEMPERATURE TRANSM. - HEAD MOUNT |  |  | AIRH | DCS | Field | [7 empty] | IS | 4503-VZ-DM-T61212212 | 61-A-2103C |  | ETH_T2/6121-TD-617_G2 | 6121-TT-617B/6190-DSB-003 | [28 empty] | 6190-DSB-003
| 6121-TT-617C |  | 6121-TD-617C | TEMPERATURE TRANSM. - HEAD MOUNT |  |  | AIRH | DCS | Field | [7 empty] | IS | 4503-VZ-DM-T61212212 | 61-A-2103C |  | ETH_T2/6121-TD-617_G3 | 6121-TT-617C/6190-DSB-003 | [28 empty] | 6190-DSB-003
| 6121-TT-617D |  | 6121-TD-617D | TEMPERATURE TRANSM. - HEAD MOUNT |  |  | AIRH | DCS | Field | [7 empty] | IS | 4503-VZ-DM-T61212212 | 61-A-2103C |  | ETH_T2/6121-TD-617_G4 | 6121-TT-617D/6190-DSB-003 | [28 empty] | 6190-DSB-003
| 6121-TT-618A |  | 6121-TD-618A | TEMPERATURE TRANSM. - HEAD MOUNT |  |  | AIRH | DCS | Field | [7 empty] | IS | 4503-VZ-DM-T61212213 | 61-A-2103D |  | ETH_T2/6121-TD-618_G1 | 6121-TT-618A/6190-DSB-003 | [28 empty] | 6190-DSB-003
| 6121-TT-618B |  | 6121-TD-618B | TEMPERATURE TRANSM. - HEAD MOUNT |  |  | AIRH | DCS | Field | [7 empty] | IS | 4503-VZ-DM-T61212213 | 61-A-2103D |  | ETH_T2/6121-TD-618_G2 | 6121-TT-618B/6190-DSB-003 | [28 empty] | 6190-DSB-003
| 6121-TT-618C |  | 6121-TD-618C | TEMPERATURE TRANSM. - HEAD MOUNT |  |  | AIRH | DCS | Field | [7 empty] | IS | 4503-VZ-DM-T61212213 | 61-A-2103D |  | ETH_T2/6121-TD-618_G3 | 6121-TT-618C/6190-DSB-003 | [28 empty] | 6190-DSB-003
| 6121-TT-618D |  | 6121-TD-618D | TEMPERATURE TRANSM. - HEAD MOUNT |  |  | AIRH | DCS | Field | [7 empty] | IS | 4503-VZ-DM-T61212213 | 61-A-2103D |  | ETH_T2/6121-TD-618_G4 | 6121-TT-618D/6190-DSB-003 | [28 empty] | 6190-DSB-003
| 6121-TT-619A |  | 6121-TD-619A | TEMPERATURE TRANSM. - HEAD MOUNT |  |  | AIRH | DCS | Field | [7 empty] | IS | 4503-VZ-DM-T61212003 | 61-A-2113 |  | ETH_T1/6121-TD-619_G1 | 6121-TT-619A/6190-DSB-006 | [28 empty] | 6190-DSB-006
| 6121-TT-619B |  | 6121-TD-619B | TEMPERATURE TRANSM. - HEAD MOUNT |  |  | AIRH | DCS | Field | [7 empty] | IS | 4503-VZ-DM-T61212003 | 61-A-2113 |  | ETH_T1/6121-TD-619_G2 | 6121-TT-619B/6190-DSB-006 | [28 empty] | 6190-DSB-006
| 6121-TT-619C |  | 6121-TD-619C | TEMPERATURE TRANSM. - HEAD MOUNT |  |  | AIRH | DCS | Field | [7 empty] | IS | 4503-VZ-DM-T61212003 | 61-A-2113 |  | ETH_T1/6121-TD-619_G3 | 6121-TT-619C/6190-DSB-006 | [28 empty] | 6190-DSB-006
| 6121-TT-620A |  | 6121-TD-620A | TEMPERATURE TRANSM. - HEAD MOUNT |  |  | AIRH | DCS | Field | [7 empty] | IS | 4503-VZ-DM-T61212004 | 61-A-2118 |  | ETH_T1/6121-TD-620_G1 | 6121-TT-620A/6190-DSB-004 | [28 empty] | 6190-DSB-004
| 6121-TT-620B |  | 6121-TD-620B | TEMPERATURE TRANSM. - HEAD MOUNT |  |  | AIRH | DCS | Field | [7 empty] | IS | 4503-VZ-DM-T61212004 | 61-A-2118 |  | ETH_T1/6121-TD-620_G2 | 6121-TT-620B/6190-DSB-004 | [28 empty] | 6190-DSB-004
| 6121-TT-620C |  | 6121-TD-620C | TEMPERATURE TRANSM. - HEAD MOUNT |  |  | AIRH | DCS | Field | [7 empty] | IS | 4503-VZ-DM-T61212004 | 61-A-2118 |  | ETH_T1/6121-TD-620_G3 | 6121-TT-620C/6190-DSB-004 | [28 empty] | 6190-DSB-004
| 6121-TT-621A |  | 6121-TD-621A | TEMPERATURE TRANSM. - HEAD MOUNT |  |  | AIRH | DCS | Field | [7 empty] | IS | 4503-VZ-DM-T61212203 | 61-A-2123 |  | ETH_T2/6121-TD-621_G1 | 6121-TT-621A/6190-DSB-006 | [28 empty] | 6190-DSB-006
| 6121-TT-621B |  | 6121-TD-621B | TEMPERATURE TRANSM. - HEAD MOUNT |  |  | AIRH | DCS | Field | [7 empty] | IS | 4503-VZ-DM-T61212203 | 61-A-2123 |  | ETH_T2/6121-TD-621_G2 | 6121-TT-621B/6190-DSB-006 | [28 empty] | 6190-DSB-006
| 6121-TT-621C |  | 6121-TD-621C | TEMPERATURE TRANSM. - HEAD MOUNT |  |  | AIRH | DCS | Field | [7 empty] | IS | 4503-VZ-DM-T61212203 | 61-A-2123 |  | ETH_T2/6121-TD-621_G3 | 6121-TT-621C/6190-DSB-006 | [28 empty] | 6190-DSB-006
| 6121-TT-622A |  | 6121-TD-622A | TEMPERATURE TRANSM. - HEAD MOUNT |  |  | AIRH | DCS | Field | [7 empty] | IS | 4503-VZ-DM-T61212204 | 61-A-2128 |  | ETH_T2/6121-TD-622_G1 | 6121-TT-622A/6190-DSB-003 | [28 empty] | 6190-DSB-003
| 6121-TT-622B |  | 6121-TD-622B | TEMPERATURE TRANSM. - HEAD MOUNT |  |  | AIRH | DCS | Field | [7 empty] | IS | 4503-VZ-DM-T61212204 | 61-A-2128 |  | ETH_T2/6121-TD-622_G2 | 6121-TT-622B/6190-DSB-003 | [28 empty] | 6190-DSB-003
| 6121-TT-622C |  | 6121-TD-622C | TEMPERATURE TRANSM. - HEAD MOUNT |  |  | AIRH | DCS | Field | [7 empty] | IS | 4503-VZ-DM-T61212204 | 61-A-2128 |  | ETH_T2/6121-TD-622_G3 | 6121-TT-622C/6190-DSB-003 | [28 empty] | 6190-DSB-003
| 6121-TT-623A |  | 6121-TD-623A | TEMPERATURE TRANSM. - HEAD MOUNT |  |  | AIRH | DCS | Field | [7 empty] | IS | 4503-VZ-DM-T61212012 | 61-A-2103A |  | ETH_T1/6121-TD-623_G1 | 6121-TT-623A/6190-DSB-004 | [28 empty] | 6190-DSB-004
| 6121-TT-623B |  | 6121-TD-623B | TEMPERATURE TRANSM. - HEAD MOUNT |  |  | AIRH | DCS | Field | [7 empty] | IS | 4503-VZ-DM-T61212012 | 61-A-2103A |  | ETH_T1/6121-TD-623_G2 | 6121-TT-623B/6190-DSB-004 | [28 empty] | 6190-DSB-004
| 6121-TT-623C |  | 6121-TD-623C | TEMPERATURE TRANSM. - HEAD MOUNT |  |  | AIRH | DCS | Field | [7 empty] | IS | 4503-VZ-DM-T61212012 | 61-A-2103A |  | ETH_T1/6121-TD-623_G3 | 6121-TT-623C/6190-DSB-004 | [28 empty] | 6190-DSB-004
| 6121-TT-623D |  | 6121-TD-623D | TEMPERATURE TRANSM. - HEAD MOUNT |  |  | AIRH | DCS | Field | [7 empty] | IS | 4503-VZ-DM-T61212012 | 61-A-2103A |  | ETH_T1/6121-TD-623_G4 | 6121-TT-623D/6190-DSB-004 | [28 empty] | 6190-DSB-004
| 6121-TT-628 |  | 6121-TD-628 | TEMPERATURE TRANSM. - HEAD MOUNT |  |  | AIRH | DCS | Field | [7 empty] | IS | 4503-VZ-DM-T61212020 |  |  |  | 6121-TT-628/6190-DSB-003 | [28 empty] | 6190-DSB-003
| 6121-TT-629A |  | 6121-TD-629A | TEMPERATURE TRANSM. - HEAD MOUNT |  |  | AIRH | DCS | Field | [7 empty] | IS | 4503-VZ-DM-T61212214 | 61-A-2112C |  | ETH_T2/6121-TD-629_G1 | 6121-TT-629A/6190-DSB-004 | [28 empty] | 6190-DSB-004
| 6121-TT-629B |  | 6121-TD-629B | TEMPERATURE TRANSM. - HEAD MOUNT |  |  | AIRH | DCS | Field | [7 empty] | IS | 4503-VZ-DM-T61212214 | 61-A-2112C |  | ETH_T2/6121-TD-629_G2 | 6121-TT-629B/6190-DSB-004 | [28 empty] | 6190-DSB-004
| 6121-TT-629C |  | 6121-TD-629C | TEMPERATURE TRANSM. - HEAD MOUNT |  |  | AIRH | DCS | Field | [7 empty] | IS | 4503-VZ-DM-T61212214 | 61-A-2112C |  | ETH_T2/6121-TD-629_G3 | 6121-TT-629C/6190-DSB-004 | [28 empty] | 6190-DSB-004
| 6121-TT-629D |  | 6121-TD-629D | TEMPERATURE TRANSM. - HEAD MOUNT |  |  | AIRH | DCS | Field | [7 empty] | IS | 4503-VZ-DM-T61212214 | 61-A-2112C |  | ETH_T2/6121-TD-629_G4 | 6121-TT-629D/6190-DSB-004 | [28 empty] | 6190-DSB-004
| 6121-TT-629E |  | 6121-TD-629E | TEMPERATURE TRANSM. - HEAD MOUNT |  |  | AIRH | DCS | Field | [7 empty] | IS | 4503-VZ-DM-T61212214 | 61-A-2112C |  | ETH_T2/6121-TD-629_G5 | 6121-TT-629E/6190-DSB-004 | [28 empty] | 6190-DSB-004
| 6121-TT-629F |  | 6121-TD-629F | TEMPERATURE TRANSM. - HEAD MOUNT |  |  | AIRH | DCS | Field | [7 empty] | IS | 4503-VZ-DM-T61212214 | 61-A-2112C |  | ETH_T2/6121-TD-629_G6 | 6121-TT-629F/6190-DSB-004 | [28 empty] | 6190-DSB-004
| 6121-TT-630 |  | 6121-TD-630 | TEMPERATURE TRANSM. - HEAD MOUNT |  |  | AIRH | DCS | Field | [7 empty] | IS | 4503-VZ-DM-T61212214 |  |  | ETH_T2 | 6121-TT-630/6190-DSB-004 | [28 empty] | 6190-DSB-004
| 6121-TT-633A |  | 6121-TD-633A | TEMPERATURE TRANSM. - HEAD MOUNT |  |  | AIRH | DCS | Field | [7 empty] | IS | 4503-VZ-DM-T61212215 | 61-A-2112D |  | ETH_T2/6121-TD-633_G1 | 6121-TT-633A/6190-DSB-003 | [28 empty] | 6190-DSB-003
| 6121-TT-633B |  | 6121-TD-633B | TEMPERATURE TRANSM. - HEAD MOUNT |  |  | AIRH | DCS | Field | [7 empty] | IS | 4503-VZ-DM-T61212215 | 61-A-2112D |  | ETH_T2/6121-TD-633_G2 | 6121-TT-633B/6190-DSB-003 | [28 empty] | 6190-DSB-003
| 6121-TT-633C |  | 6121-TD-633C | TEMPERATURE TRANSM. - HEAD MOUNT |  |  | AIRH | DCS | Field | [7 empty] | IS | 4503-VZ-DM-T61212215 | 61-A-2112D |  | ETH_T2/6121-TD-633_G3 | 6121-TT-633C/6190-DSB-003 | [28 empty] | 6190-DSB-003
| 6121-TT-633D |  | 6121-TD-633D | TEMPERATURE TRANSM. - HEAD MOUNT |  |  | AIRH | DCS | Field | [7 empty] | IS | 4503-VZ-DM-T61212215 | 61-A-2112D |  | ETH_T2/6121-TD-633_G4 | 6121-TT-633D/6190-DSB-003 | [28 empty] | 6190-DSB-003
| 6121-TT-633E |  | 6121-TD-633E | TEMPERATURE TRANSM. - HEAD MOUNT |  |  | AIRH | DCS | Field | [7 empty] | IS | 4503-VZ-DM-T61212215 | 61-A-2112D |  | ETH_T2/6121-TD-633_G5 | 6121-TT-633E/6190-DSB-003 | [28 empty] | 6190-DSB-003
| 6121-TT-633F |  | 6121-TD-633F | TEMPERATURE TRANSM. - HEAD MOUNT |  |  | AIRH | DCS | Field | [7 empty] | IS | 4503-VZ-DM-T61212215 | 61-A-2112D |  | ETH_T2/6121-TD-633_G6 | 6121-TT-633F/6190-DSB-003 | [28 empty] | 6190-DSB-003
| 6121-TT-634 |  | 6121-TD-634 | TEMPERATURE TRANSM. - HEAD MOUNT |  |  | AIRH | DCS | Field | [7 empty] | IS | 4503-VZ-DM-T61212215 |  |  | ETH_T2 | 6121-TT-634/6190-DSB-003 | [28 empty] | 6190-DSB-003
| 6121-TT-635A |  | 6121-TD-635A | TEMPERATURE TRANSM. - HEAD MOUNT |  |  | AIRH | DCS | Field | [7 empty] | IS | 4503-VZ-DM-T61212216 | 61-A-2110C |  | ETH_T2/6121-TD-635_G1 | 6121-TT-635A/6190-DSB-003 | [28 empty] | 6190-DSB-003
| 6121-TT-635B |  | 6121-TD-635B | TEMPERATURE TRANSM. - HEAD MOUNT |  |  | AIRH | DCS | Field | [7 empty] | IS | 4503-VZ-DM-T61212216 | 61-A-2110C |  | ETH_T2/6121-TD-635_G2 | 6121-TT-635B/6190-DSB-003 | [28 empty] | 6190-DSB-003
| 6121-TT-635C |  | 6121-TD-635C | TEMPERATURE TRANSM. - HEAD MOUNT |  |  | AIRH | DCS | Field | [7 empty] | IS | 4503-VZ-DM-T61212216 | 61-A-2110C |  | ETH_T2/6121-TD-635_G3 | 6121-TT-635C/6190-DSB-003 | [28 empty] | 6190-DSB-003
| 6121-TT-635D |  | 6121-TD-635D | TEMPERATURE TRANSM. - HEAD MOUNT |  |  | AIRH | DCS | Field | [7 empty] | IS | 4503-VZ-DM-T61212216 | 61-A-2110C |  | ETH_T2/6121-TD-635_G4 | 6121-TT-635D/6190-DSB-003 | [28 empty] | 6190-DSB-003
| 6121-TT-635E |  | 6121-TD-635E | TEMPERATURE TRANSM. - HEAD MOUNT |  |  | AIRH | DCS | Field | [7 empty] | IS | 4503-VZ-DM-T61212216 | 61-A-2110C |  | ETH_T2/6121-TD-635_G5 | 6121-TT-635E/6190-DSB-003 | [28 empty] | 6190-DSB-003
| 6121-TT-637A |  | 6121-TD-637A | TEMPERATURE TRANSM. - HEAD MOUNT |  |  | AIRH | DCS | Field | [7 empty] | IS | 4503-VZ-DM-T61212217 | 61-A-2110D |  | ETH_T2/6121-TD-637_G1 | 6121-TT-637A/6190-DSB-003 | [28 empty] | 6190-DSB-003
| 6121-TT-637B |  | 6121-TD-637B | TEMPERATURE TRANSM. - HEAD MOUNT |  |  | AIRH | DCS | Field | [7 empty] | IS | 4503-VZ-DM-T61212217 | 61-A-2110D |  | ETH_T2/6121-TD-637_G2 | 6121-TT-637B/6190-DSB-003 | [28 empty] | 6190-DSB-003
| 6121-TT-637C |  | 6121-TD-637C | TEMPERATURE TRANSM. - HEAD MOUNT |  |  | AIRH | DCS | Field | [7 empty] | IS | 4503-VZ-DM-T61212217 | 61-A-2110D |  | ETH_T2/6121-TD-637_G3 | 6121-TT-637C/6190-DSB-003 | [28 empty] | 6190-DSB-003
| 6121-TT-637D |  | 6121-TD-637D | TEMPERATURE TRANSM. - HEAD MOUNT |  |  | AIRH | DCS | Field | [7 empty] | IS | 4503-VZ-DM-T61212217 | 61-A-2110D |  | ETH_T2/6121-TD-637_G4 | 6121-TT-637D/6190-DSB-003 | [28 empty] | 6190-DSB-003
| 6121-TT-637E |  | 6121-TD-637E | TEMPERATURE TRANSM. - HEAD MOUNT |  |  | AIRH | DCS | Field | [7 empty] | IS | 4503-VZ-DM-T61212217 | 61-A-2110D |  | ETH_T2/6121-TD-637_G5 | 6121-TT-637E/6190-DSB-003 | [28 empty] | 6190-DSB-003
| 6121-TT-650AP |  | 6121-TD-650AP | TEMPERATURE TRANSM. - HEAD MOUNT |  |  | AIRH | DCS | Field | [7 empty] | IS | 4503-CE-VD-BD087T3261E2104001 | 61-E-2104 |  | 6114-TD-602_G2 | 6121-TT-650AP/6190-DSB-008 | [28 empty] | 6190-DSB-008
| 6121-TT-650BP |  | 6121-TD-650BP | TEMPERATURE TRANSM. - HEAD MOUNT |  |  | AIRH | DCS | Field | [7 empty] | IS | 4503-CE-VD-BD087T3261E2104001 | 61-E-2104 |  | 6114-TD-602_G2 | 6121-TT-650BP/6190-DSB-008 | [28 empty] | 6190-DSB-008
| 6121-TT-650CP |  | 6121-TD-650CP | TEMPERATURE TRANSM. - HEAD MOUNT |  |  | AIRH | DCS | Field | [7 empty] | IS | 4503-CE-VD-BD087T3261E2104001 | 61-E-2104 |  | 6114-TD-602_G2 | 6121-TT-650CP/6190-DSB-008 | [28 empty] | 6190-DSB-008
| 6121-TT-664AP |  | 6121-TD-664AP | TEMPERATURE TRANSM. - HEAD MOUNT |  |  | AIRH | DCS | Field | [7 empty] | IS | 4503-CE-VD-BD087T3261E2114001 | 61-E-2114 | 61-E-2114 |  | 6121-TT-664AP/6111-DSB-003 | [28 empty] | 6111-DSB-003
| 6121-TT-664BP |  | 6121-TD-664BP | TEMPERATURE TRANSM. - HEAD MOUNT |  |  | AIRH | DCS | Field | [7 empty] | IS | 4503-CE-VD-BD087T3261E2114001 | 61-E-2114 | 61-E-2114 |  | 6121-TT-664BP/6111-DSB-003 | [28 empty] | 6111-DSB-003
| 6121-TT-664CP |  | 6121-TD-664CP | TEMPERATURE TRANSM. - HEAD MOUNT |  |  | AIRH | DCS | Field | [7 empty] | IS | 4503-CE-VD-BD087T3261E2114001 | 61-E-2114 | 61-E-2114 |  | 6121-TT-664CP/6111-DSB-003 | [28 empty] | 6111-DSB-003
| 6121-TIT-670 |  | 6121-TD-670 | TEMPERATURE IND. TRANSM. - REMOTE MOUNT |  |  | AIRH | DCS | Field | [7 empty] | IS | 4503-VZ-DM-T61212209 |  |  | ETH_T2 | 6121-TIT-670/6190-DSB-004 | [28 empty] | 6190-DSB-004
| 6121-TY-670 |  | 6121-TD-670 | E/P POSITIONER |  |  | AORH | DCS | Field | [7 empty] | IS | 4503-VZ-DM-T61212209 |  |  | ETH_T2 | 6121-TY-670/6190-DSB-008 | [28 empty] | 6190-DSB-008
| 6121-TZT-604A |  | 6121-TZ-604A | TEMPERATURE TRANSM. - HEAD MOUNT |  |  | AIRH | SIS | Field | [7 empty] | IS | 4503-VZ-DM-T61212008 | 61-A-2101 |  | ETH_T1/6121-TZ-604_G1 | 6121-TZT-604A/6190-SSB-003 | [28 empty] | 6190-SSB-003
| 6121-TZT-604B |  | 6121-TZ-604B | TEMPERATURE TRANSM. - HEAD MOUNT |  |  | AIRH | SIS | Field | [7 empty] | IS | 4503-VZ-DM-T61212008 | 61-A-2101 |  | ETH_T1/6121-TZ-604_G2 | 6121-TZT-604B/6190-SSB-003 | [28 empty] | 6190-SSB-003
| 6121-TZT-604C |  | 6121-TZ-604C | TEMPERATURE TRANSM. - HEAD MOUNT |  |  | AIRH | SIS | Field | [7 empty] | IS | 4503-VZ-DM-T61212008 | 61-A-2101 |  | ETH_T1/6121-TZ-604_G3 | 6121-TZT-604C/6190-SSB-003 | [28 empty] | 6190-SSB-003
| 6121-TZT-604D |  | 6121-TZ-604D | TEMPERATURE TRANSM. - HEAD MOUNT |  |  | AIRH | SIS | Field | [7 empty] | IS | 4503-VZ-DM-T61212008 | 61-A-2101 |  | ETH_T1/6121-TZ-604_G4 | 6121-TZT-604D/6190-SSB-003 | [28 empty] | 6190-SSB-003
| 6121-TZT-604E |  | 6121-TZ-604E | TEMPERATURE TRANSM. - HEAD MOUNT |  |  | AIRH | SIS | Field | [7 empty] | IS | 4503-VZ-DM-T61212008 | 61-A-2101 |  | ETH_T1/6121-TZ-604_G5 | 6121-TZT-604E/6190-SSB-003 | [28 empty] | 6190-SSB-003
| 6121-TZT-611 |  | 6121-TZ-611 | TEMPERATURE TRANSM. - HEAD MOUNT |  |  | AIRH | SIS | Field | [7 empty] | IS | 4503-VZ-DM-T61212209 |  |  | ETH_T2 | 6121-TZT-611/6190-SSB-003 | [28 empty] | 6190-SSB-003
| 6121-TZT-624A |  | 6121-TZ-624A | TEMPERATURE TRANSM. - HEAD MOUNT |  |  | AIRH | SIS | Field | [7 empty] | IS | 4503-VZ-DM-T61212208 | 61-A-2121 |  | ETH_T2/6121-TZ-624_G1 | 6121-TZT-624A/6190-SSB-003 | [28 empty] | 6190-SSB-003
| 6121-TZT-624B |  | 6121-TZ-624B | TEMPERATURE TRANSM. - HEAD MOUNT |  |  | AIRH | SIS | Field | [7 empty] | IS | 4503-VZ-DM-T61212208 | 61-A-2121 |  | ETH_T2/6121-TZ-624_G1 | 6121-TZT-624B/6190-SSB-003 | [28 empty] | 6190-SSB-003
| 6121-TZT-624C |  | 6121-TZ-624C | TEMPERATURE TRANSM. - HEAD MOUNT |  |  | AIRH | SIS | Field | [7 empty] | IS | 4503-VZ-DM-T61212208 | 61-A-2121 |  | ETH_T2/6121-TZ-624_G3 | 6121-TZT-624C/6190-SSB-003 | [28 empty] | 6190-SSB-003
| 6121-TZT-624D |  | 6121-TZ-624D | TEMPERATURE TRANSM. - HEAD MOUNT |  |  | AIRH | SIS | Field | [7 empty] | IS | 4503-VZ-DM-T61212208 | 61-A-2121 |  | ETH_T2/6121-TZ-624_G4 | 6121-TZT-624D/6190-SSB-003 | [28 empty] | 6190-SSB-003
| 6121-TZT-624E |  | 6121-TZ-624E | TEMPERATURE TRANSM. - HEAD MOUNT |  |  | AIRH | SIS | Field | [7 empty] | IS | 4503-VZ-DM-T61212208 | 61-A-2121 |  | ETH_T2/6121-TZ-624_G5 | 6121-TZT-624E/6190-SSB-003 | [28 empty] | 6190-SSB-003
| 6121-TZT-625 |  | 6121-TZ-625 | TEMPERATURE TRANSM. - HEAD MOUNT |  |  | AIRH | SIS | Field | [7 empty] | IS | 4503-VZ-DM-T61212009 |  |  | ETH_T1 | 6121-TZT-625/6190-SSB-003 | [28 empty] | 6190-SSB-003
| 6121-XZSC-801 |  | 6121-XD-801 | LIMIT SWITCH - CLOSE |  |  | DIR | DCS | Field | [7 empty] | IS | 4503-VZ-DM-T61212008 |  |  | ETH_T1 | 6121-XZSC-801/6190-DSB-005 | [28 empty] | 6190-DSB-005
| 6121-XZSO-801 |  | 6121-XD-801 | LIMIT SWITCH - OPEN |  |  | DIR | DCS | Field | [7 empty] | IS | 4503-VZ-DM-T61212008 |  |  | ETH_T1 | 6121-XZSO-801/6190-DSB-005 | [28 empty] | 6190-DSB-005
| 6121-XY-801 |  | 6121-XD-801 | SOLENOID VALVE |  |  | DOR | DCS | Field | [7 empty] | NIS | 4503-VZ-DM-T61212008 |  |  | ETH_T1 | 6121-XY-801/6190-DSB-007 | [28 empty] | 6190-DSB-007
| 6121-XZSC-803 |  | 6121-XD-803 | LIMIT SWITCH - CLOSE |  |  | DIR | DCS | Field | [7 empty] | IS | 4503-VZ-DM-T61212010 |  |  | ETH_T1 | 6121-XZSC-803/6190-DSB-005 | [28 empty] | 6190-DSB-005
| 6121-XZSO-803 |  | 6121-XD-803 | LIMIT SWITCH - OPEN |  |  | DIR | DCS | Field | [7 empty] | IS | 4503-VZ-DM-T61212010 |  |  | ETH_T1 | 6121-XZSO-803/6190-DSB-005 | [28 empty] | 6190-DSB-005
| 6121-XY-803 |  | 6121-XD-803 | SOLENOID VALVE |  |  | DOR | DCS | Field | [7 empty] | NIS | 4503-VZ-DM-T61212010 |  |  | ETH_T1 | 6121-XY-803/6190-DSB-007 | [28 empty] | 6190-DSB-007
| 6121-HS-103B |  | 6121-XD-803 | HAND SWITCH |  |  | DIR | DCS | Field | [7 empty] | NIS | 4503-VZ-DM-T61212010 |  |  | ETH_T1 | 6121-HS-103B/6111-DSB-001 | [28 empty] | 6111-DSB-001
| 6121-HS-103A |  | 6121-XD-803 | HAND SWITCH |  |  | DIR | DCS | Field | [7 empty] | NIS | 4503-VZ-DM-T61212010 |  |  | ETH_T1 | 6121-HS-103A/6111-DSB-001 | [28 empty] | 6111-DSB-001
| 6121-XZSC-804 |  | 6121-XD-804 | LIMIT SWITCH - CLOSE |  |  | DIR | DCS | Field | [7 empty] | IS | 4503-VZ-DM-T61212014 |  |  | ETH_T1 | 6121-XZSC-804/6190-DSB-004 | [28 empty] | 6190-DSB-004
| 6121-XZSO-804 |  | 6121-XD-804 | LIMIT SWITCH - OPEN |  |  | DIR | DCS | Field | [7 empty] | IS | 4503-VZ-DM-T61212014 |  |  | ETH_T1 | 6121-XZSO-804/6190-DSB-004 | [28 empty] | 6190-DSB-004
| 6121-XY-804 |  | 6121-XD-804 | SOLENOID VALVE |  |  | DOR | DCS | Field | [7 empty] | NIS | 4503-VZ-DM-T61212014 |  |  | ETH_T1 | 6121-XY-804/6190-DSB-007 | [28 empty] | 6190-DSB-007
| 6121-XZSC-805 |  | 6121-XD-805 | LIMIT SWITCH - CLOSE |  |  | DIR | DCS | Field | [7 empty] | IS | 4503-VZ-DM-T61212208 |  |  | ETH_T2 | 6121-XZSC-805/6190-DSB-008 | [28 empty] | 6190-DSB-008
| 6121-XZSO-805 |  | 6121-XD-805 | LIMIT SWITCH - OPEN |  |  | DIR | DCS | Field | [7 empty] | IS | 4503-VZ-DM-T61212208 |  |  | ETH_T2 | 6121-XZSO-805/6190-DSB-008 | [28 empty] | 6190-DSB-008
| 6121-XY-805 |  | 6121-XD-805 | SOLENOID VALVE |  |  | DOR | DCS | Field | [7 empty] | NIS | 4503-VZ-DM-T61212208 |  |  | ETH_T2 | 6121-XY-805/6190-DSB-007 | [28 empty] | 6190-DSB-007
| 6121-HS-110A |  | 6121-XD-807 | HAND SWITCH |  |  | DIR | DCS | Field | [7 empty] | NIS | 4503-VZ-DM-T61212012 |  |  | ETH_T1 | 6121-HS-110A/6190-DSB-007 | [28 empty] | 6190-DSB-007
| 6121-HS-110B |  | 6121-XD-807 | HAND SWITCH |  |  | DIR | DCS | Field | [7 empty] | NIS | 4503-VZ-DM-T61212012 |  |  | ETH_T1 | 6121-HS-110B/6190-DSB-007 | [28 empty] | 6190-DSB-007
| 6121-XZSC-807 |  | 6121-XD-807 | LIMIT SWITCH - CLOSE |  |  | DIR | DCS | Field | [7 empty] | IS | 4503-VZ-DM-T61212012 |  |  | ETH_T1 | 6121-XZSC-807/6190-DSB-005 | [28 empty] | 6190-DSB-005
| 6121-XZSO-807 |  | 6121-XD-807 | LIMIT SWITCH - OPEN |  |  | DIR | DCS | Field | [7 empty] | IS | 4503-VZ-DM-T61212012 |  |  | ETH_T1 | 6121-XZSO-807/6190-DSB-005 | [28 empty] | 6190-DSB-005
| 6121-XY-807 |  | 6121-XD-807 | SOLENOID VALVE |  |  | DOR | DCS | Field | [7 empty] | NIS | 4503-VZ-DM-T61212012 |  |  | ETH_T1 | 6121-XY-807/6190-DSB-007 | [28 empty] | 6190-DSB-007
| 6121-XZSC-808 |  | 6121-XD-808 | LIMIT SWITCH - CLOSE |  |  | DIR | DCS | Field | [7 empty] | IS | 4503-VZ-DM-T61212018 |  |  |  | 6121-XZSC-808/6190-DSB-005 | [28 empty] | 6190-DSB-005
| 6121-XZSO-808 |  | 6121-XD-808 | LIMIT SWITCH - OPEN |  |  | DIR | DCS | Field | [7 empty] | IS | 4503-VZ-DM-T61212018 |  |  |  | 6121-XZSO-808/6190-DSB-005 | [28 empty] | 6190-DSB-005
| 6121-XY-808 |  | 6121-XD-808 | SOLENOID VALVE |  |  | DOR | DCS | Field | [7 empty] | NIS | 4503-VZ-DM-T61212018 |  |  |  | 6121-XY-808/6190-DSB-007 | [28 empty] | 6190-DSB-007
| 6121-PT-505 |  | 6121-XD-808 | PRESSURE TRANSMITTER |  |  | AIRH | DCS | Field | [7 empty] | IS | 4503-VZ-DM-T61212018 | 6121-XV-808 |  |  | 6121-PT-505/6190-DSB-005 | [28 empty] | 6190-DSB-005
| 6121-XZSC-809 |  | 6121-XD-809 | LIMIT SWITCH - CLOSE |  |  | DIR | DCS | Field | [7 empty] | IS | 4503-VZ-DM-T61212018 |  |  |  | 6121-XZSC-809/6190-DSB-005 | [28 empty] | 6190-DSB-005
| 6121-XZSO-809 |  | 6121-XD-809 | LIMIT SWITCH - OPEN |  |  | DIR | DCS | Field | [7 empty] | IS | 4503-VZ-DM-T61212018 |  |  |  | 6121-XZSO-809/6190-DSB-005 | [28 empty] | 6190-DSB-005
| 6121-XY-809 |  | 6121-XD-809 | SOLENOID VALVE |  |  | DOR | DCS | Field | [7 empty] | NIS | 4503-VZ-DM-T61212018 |  |  |  | 6121-XY-809/6190-DSB-007 | [28 empty] | 6190-DSB-007
| 6121-PT-509 |  | 6121-XD-809 | PRESSURE TRANSMITTER |  |  | AIRH | DCS | Field | [7 empty] | IS | 4503-VZ-DM-T61212018 | 6121-XV-809 |  |  | 6121-PT-509/6190-DSB-005 | [28 empty] | 6190-DSB-005
| 6121-XZSC-810 |  | 6121-XD-810 | LIMIT SWITCH - CLOSE |  |  | DIR | DCS | Field | [7 empty] | IS | 4503-VZ-DM-T61212004 |  |  | ETH_T1 | 6121-XZSC-810/6190-DSB-005 | [28 empty] | 6190-DSB-005
| 6121-XZSO-810 |  | 6121-XD-810 | LIMIT SWITCH - OPEN |  |  | DIR | DCS | Field | [7 empty] | IS | 4503-VZ-DM-T61212004 |  |  | ETH_T1 | 6121-XZSO-810/6190-DSB-005 | [28 empty] | 6190-DSB-005
| 6121-XY-810 |  | 6121-XD-810 | SOLENOID VALVE |  |  | DOR | DCS | Field | [7 empty] | NIS | 4503-VZ-DM-T61212004 |  |  | ETH_T1 | 6121-XY-810/6190-DSB-007 | [28 empty] | 6190-DSB-007
| 6121-HS-101B |  | 6121-XD-810 | HAND SWITCH |  |  | DIR | DCS | Field | [7 empty] | NIS | 4503-VZ-DM-T61212004 |  |  | ETH_T1 | 6121-HS-101B/6190-DSB-007 | [28 empty] | 6190-DSB-007
| 6121-HS-101A |  | 6121-XD-810 | HAND SWITCH |  |  | DIR | DCS | Field | [7 empty] | NIS | 4503-VZ-DM-T61212004 |  |  | ETH_T1 | 6121-HS-101A/6190-DSB-007 | [28 empty] | 6190-DSB-007
| 6121-XZSC-817 |  | 6121-XD-817 | LIMIT SWITCH - CLOSE |  |  | DIR | DCS | Field | [7 empty] | IS | 4503-VZ-DM-T61212018 |  |  |  | 6121-XZSC-817/6190-DSB-008 | [28 empty] | 6190-DSB-008
| 6121-XHY-817 |  | 6121-XD-817 | PST DEVICE |  |  | AORH | DCS | Field | [7 empty] | IS | 4503-VZ-DM-T61212018 |  |  |  | 6121-XHY-817/6190-DSB-003 | [28 empty] | 6190-DSB-003
| 6121-XZSO-817 |  | 6121-XD-817 | LIMIT SWITCH - OPEN |  |  | DIR | DCS | Field | [7 empty] | IS | 4503-VZ-DM-T61212018 |  |  |  | 6121-XZSO-817/6190-DSB-008 | [28 empty] | 6190-DSB-008
| 6121-XY-817 |  | 6121-XD-817 | SOLENOID VALVE |  |  | DOR | DCS | Field | [7 empty] | NIS | 4503-VZ-DM-T61212018 |  |  |  | 6121-XY-817/6190-DSB-007 | [28 empty] | 6190-DSB-007
| 6121-PT-515 |  | 6121-XD-817 | PRESSURE TRANSMITTER |  |  | AIRH | DCS | Field | [7 empty] | IS | 4503-VZ-DM-T61212018 | 6121-XV-817 |  |  | 6121-PT-515/6190-DSB-003 | [28 empty] | 6190-DSB-003
| 6121-XHY-818 |  | 6121-XD-818 | PST DEVICE |  |  | AORH | DCS | Field | [7 empty] | IS | 4503-VZ-DM-T61212018 |  |  |  | 6121-XHY-818/6190-DSB-003 | [28 empty] | 6190-DSB-003
| 6121-XZSC-818 |  | 6121-XD-818 | LIMIT SWITCH - CLOSE |  |  | DIR | DCS | Field | [7 empty] | IS | 4503-VZ-DM-T61212018 |  |  |  | 6121-XZSC-818/6190-DSB-008 | [28 empty] | 6190-DSB-008
| 6121-XZSO-818 |  | 6121-XD-818 | LIMIT SWITCH - OPEN |  |  | DIR | DCS | Field | [7 empty] | IS | 4503-VZ-DM-T61212018 |  |  |  | 6121-XZSO-818/6190-DSB-008 | [28 empty] | 6190-DSB-008
| 6121-XY-818 |  | 6121-XD-818 | SOLENOID VALVE |  |  | DOR | DCS | Field | [7 empty] | NIS | 4503-VZ-DM-T61212018 |  |  |  | 6121-XY-818/6190-DSB-007 | [28 empty] | 6190-DSB-007
| 6121-PT-517 |  | 6121-XD-818 | PRESSURE TRANSMITTER |  |  | AIRH | DCS | Field | [7 empty] | IS | 4503-VZ-DM-T61212018 | 6121-XV-818 |  |  | 6121-PT-517/6190-DSB-003 | [28 empty] | 6190-DSB-003
| 6121-XZSC-827 |  | 6121-XD-827 | LIMIT SWITCH - CLOSE |  |  | DIR | DCS | Field | [7 empty] | IS | 4503-VZ-DM-T61212214 |  |  | ETH_T2 | 6121-XZSC-827/6190-DSB-004 | [28 empty] | 6190-DSB-004
| 6121-XZSO-827 |  | 6121-XD-827 | LIMIT SWITCH - OPEN |  |  | DIR | DCS | Field | [7 empty] | IS | 4503-VZ-DM-T61212214 |  |  | ETH_T2 | 6121-XZSO-827/6190-DSB-004 | [28 empty] | 6190-DSB-004
| 6121-XY-827 |  | 6121-XD-827 | SOLENOID VALVE |  |  | DOR | DCS | Field | [7 empty] | NIS | 4503-VZ-DM-T61212214 |  |  | ETH_T2 | 6121-XY-827/6190-DSB-007 | [28 empty] | 6190-DSB-007
| 6121-XZSC-828 |  | 6121-XD-828 | LIMIT SWITCH - CLOSE |  |  | DIR | DCS | Field | [7 empty] | IS | 4503-VZ-DM-T61212001 |  |  |  | 6121-XZSC-828/6111-DSB-002 | [28 empty] | 6111-DSB-002
| 6121-XZSO-828 |  | 6121-XD-828 | LIMIT SWITCH - OPEN |  |  | DIR | DCS | Field | [7 empty] | IS | 4503-VZ-DM-T61212001 |  |  |  | 6121-XZSO-828/6111-DSB-002 | [28 empty] | 6111-DSB-002
| 6121-XY-828 |  | 6121-XD-828 | SOLENOID VALVE |  |  | DOR | DCS | Field | [7 empty] | NIS | 4503-VZ-DM-T61212001 |  |  |  | 6121-XY-828/6111-DSB-001 | [28 empty] | 6111-DSB-001
| 6121-HS-101 |  | 6121-XD-828 | HAND SWITCH |  |  | DIR | DCS | Field | [7 empty] | NIS | 4503-VZ-DM-T61212001 |  |  |  | 6121-HS-101/6111-DSB-001 | [28 empty] | 6111-DSB-001
| 6121-XZSC-829 |  | 6121-XD-829 | LIMIT SWITCH - CLOSE |  |  | DIR | DCS | Field | [7 empty] | IS | 4503-VZ-DM-T61212001 |  |  |  | 6121-XZSC-829/6111-DSB-002 | [28 empty] | 6111-DSB-002
| 6121-XZSO-829 |  | 6121-XD-829 | LIMIT SWITCH - OPEN |  |  | DIR | DCS | Field | [7 empty] | IS | 4503-VZ-DM-T61212001 |  |  |  | 6121-XZSO-829/6111-DSB-002 | [28 empty] | 6111-DSB-002
| 6121-XY-829 |  | 6121-XD-829 | SOLENOID VALVE |  |  | DOR | DCS | Field | [7 empty] | NIS | 4503-VZ-DM-T61212001 |  |  |  | 6121-XY-829/6111-DSB-001 | [28 empty] | 6111-DSB-001
| 6121-HS-102 |  | 6121-XD-829 | HAND SWITCH |  |  | DIR | DCS | Field | [7 empty] | NIS | 4503-VZ-DM-T61212001 |  |  |  | 6121-HS-102/6111-DSB-001 | [28 empty] | 6111-DSB-001
| 6121-XA-927 |  | 6121-XD-927 | HORN |  |  | DOR | DCS | Field | [7 empty] | NIS | 4503-VZ-DM-T61212008 |  |  |  | 6121-XA-927/6190-DSB-007 | [28 empty] | 6190-DSB-007
| 6121-XA-928 |  | 6121-XD-928 | HORN |  |  | DOR | DCS | Field | [7 empty] | NIS | 4503-VZ-DM-T61212208 |  |  |  | 6121-XA-928/6190-DSB-007 | [28 empty] | 6190-DSB-007
| 6121-XZZSC-802 |  | 6121-XZ-802 | LIMIT SWITCH - CLOSE |  |  | DIR | SIS | Field | [7 empty] | IS | 4503-VZ-DM-T61212008 |  |  | ETH_T1 | 6121-XZZSC-802/6190-SSB-003 | [28 empty] | 6190-SSB-003
| 6121-XZZSO-802 |  | 6121-XZ-802 | LIMIT SWITCH - OPEN |  |  | DIR | SIS | Field | [7 empty] | IS | 4503-VZ-DM-T61212008 |  |  | ETH_T1 | 6121-XZZSO-802/6190-SSB-003 | [28 empty] | 6190-SSB-003
| 6121-XZY-802 |  | 6121-XZ-802 | SOLENOID VALVE |  |  | DOR | SIS | Field | [7 empty] | NIS | 4503-VZ-DM-T61212008 |  |  | ETH_T1 | 6121-XZY-802/6190-SSB-003 | [28 empty] | 6190-SSB-003
| 6121-XZZSC-806 |  | 6121-XZ-806 | LIMIT SWITCH - CLOSE |  |  | DIR | SIS | Field | [7 empty] | IS | 4503-VZ-DM-T61212208 |  |  | ETH_T2 | 6121-XZZSC-806/6190-SSB-003 | [28 empty] | 6190-SSB-003
| 6121-XZZSO-806 |  | 6121-XZ-806 | LIMIT SWITCH - OPEN |  |  | DIR | SIS | Field | [7 empty] | IS | 4503-VZ-DM-T61212208 |  |  | ETH_T2 | 6121-XZZSO-806/6190-SSB-003 | [28 empty] | 6190-SSB-003
| 6121-XZY-806 |  | 6121-XZ-806 | SOLENOID VALVE |  |  | DOR | SIS | Field | [7 empty] | NIS | 4503-VZ-DM-T61212208 |  |  | ETH_T2 | 6121-XZY-806/6190-SSB-003 | [28 empty] | 6190-SSB-003
| 6121-XZY-811 |  | 6121-XZ-811 | SOLENOID VALVE |  |  | DOR | SIS | Field | [7 empty] | NIS | 4503-VZ-DM-T61212008 |  |  | ETH_T1 | 6121-XZY-811/6190-SSB-003 | [28 empty] | 6190-SSB-003
| 6121-XZSC-811 |  | 6121-XZ-811 | LIMIT SWITCH - CLOSE |  |  | DIR | DCS | Field | [7 empty] | IS | 4503-VZ-DM-T61212008 |  |  | ETH_T1 | 6121-XZSC-811/6190-DSB-008 | [28 empty] | 6190-DSB-008
| 6121-XZSO-811 |  | 6121-XZ-811 | LIMIT SWITCH - OPEN |  |  | DIR | DCS | Field | [7 empty] | IS | 4503-VZ-DM-T61212008 |  |  | ETH_T1 | 6121-XZSO-811/6190-DSB-008 | [28 empty] | 6190-DSB-008
| 6121-XZZSC-812 |  | 6121-XZ-812 | LIMIT SWITCH - CLOSE |  |  | DIR | DCS | Field | [7 empty] | IS | 4503-VZ-DM-T61212008 |  |  | ETH_T1 | 6121-XZZSC-812/6190-DSB-008 | [28 empty] | 6190-DSB-008
| 6121-XZZSO-812 |  | 6121-XZ-812 | LIMIT SWITCH - OPEN |  |  | DIR | DCS | Field | [7 empty] | IS | 4503-VZ-DM-T61212008 |  |  | ETH_T1 | 6121-XZZSO-812/6190-DSB-008 | [28 empty] | 6190-DSB-008
| 6121-XZY-812 |  | 6121-XZ-812 | SOLENOID VALVE |  |  | DOR | SIS | Field | [7 empty] | NIS | 4503-VZ-DM-T61212008 |  |  | ETH_T1 | 6121-XZY-812/6190-SSB-003 | [28 empty] | 6190-SSB-003
| 6121-XZZSC-813 |  | 6121-XZ-813 | LIMIT SWITCH - CLOSE |  |  | DIR | DCS | Field | [7 empty] | IS | 4503-VZ-DM-T61212008 |  |  | ETH_T1 | 6121-XZZSC-813/6190-DSB-008 | [28 empty] | 6190-DSB-008
| 6121-XZZSO-813 |  | 6121-XZ-813 | LIMIT SWITCH - OPEN |  |  | DIR | DCS | Field | [7 empty] | IS | 4503-VZ-DM-T61212008 |  |  | ETH_T1 | 6121-XZZSO-813/6190-DSB-008 | [28 empty] | 6190-DSB-008
| 6121-XZY-813 |  | 6121-XZ-813 | SOLENOID VALVE |  |  | DOR | SIS | Field | [7 empty] | NIS | 4503-VZ-DM-T61212008 |  |  | ETH_T1 | 6121-XZY-813/6190-SSB-003 | [28 empty] | 6190-SSB-003
| 6121-XZZSC-814 |  | 6121-XZ-814 | LIMIT SWITCH - CLOSE |  |  | DIR | DCS | Field | [7 empty] | IS | 4503-VZ-DM-T61212008 |  |  | ETH_T1 | 6121-XZZSC-814/6190-DSB-008 | [28 empty] | 6190-DSB-008
| 6121-XZZSO-814 |  | 6121-XZ-814 | LIMIT SWITCH - OPEN |  |  | DIR | DCS | Field | [7 empty] | IS | 4503-VZ-DM-T61212008 |  |  | ETH_T1 | 6121-XZZSO-814/6190-DSB-008 | [28 empty] | 6190-DSB-008
| 6121-XZY-814 |  | 6121-XZ-814 | SOLENOID VALVE |  |  | DOR | SIS | Field | [7 empty] | NIS | 4503-VZ-DM-T61212008 |  |  | ETH_T1 | 6121-XZY-814/6190-SSB-003 | [28 empty] | 6190-SSB-003
| 6121-XZSC-815 |  | 6121-XZ-815 | LIMIT SWITCH - CLOSE |  |  | DIR | DCS | Field | [7 empty] | IS | 4503-VZ-DM-T61212008 |  |  | ETH_T1 | 6121-XZSC-815/6190-DSB-008 | [28 empty] | 6190-DSB-008
| 6121-XZSO-815 |  | 6121-XZ-815 | LIMIT SWITCH - OPEN |  |  | DIR | DCS | Field | [7 empty] | IS | 4503-VZ-DM-T61212008 |  |  | ETH_T1 | 6121-XZSO-815/6190-DSB-008 | [28 empty] | 6190-DSB-008
| 6121-XZY-815 |  | 6121-XZ-815 | SOLENOID VALVE |  |  | DOR | SIS | Field | [7 empty] | NIS | 4503-VZ-DM-T61212008 |  |  | ETH_T1 | 6121-XZY-815/6190-SSB-003 | [28 empty] | 6190-SSB-003
| 6111-XL-970P |  | 6111-XD-970 P | LAMP |  |  | DOR | DCS | LP |  |  |  |  | - |  |  | NIS |  | 6111-XLP-180 | 61-PK-1102B | N2_C2 | 6111-XLP-180/6111-DSB-001 | [28 empty] | 6111-DSB-001
| 6111-XL-971P |  | 6111-XD-971 P | LAMP |  |  | DOR | DCS | LP |  |  |  |  | - |  |  | NIS |  | 6111-XLP-180 | 61-PK-1102B | N2_C2 | 6111-XLP-180/6111-DSB-001 | [28 empty] | 6111-DSB-001
| 6111-XL-972P |  | 6111-XD-972 P | LAMP |  |  | DOR | DCS | LP |  |  |  |  | - |  |  | NIS |  | 6111-XLP-180 | 61-PK-1102B | N2_C2 | 6111-XLP-180/6111-DSB-001 | [28 empty] | 6111-DSB-001
| 6121-XZZSC-822 |  | 6121-XZ-822 | LIMIT SWITCH - CLOSE |  |  | DIR | DCS | Field | [7 empty] | IS | 4503-VZ-DM-T61212208 |  |  | ETH_T2 | 6121-XZZSC-822/6190-DSB-008 | [28 empty] | 6190-DSB-008
| 6121-XZZSO-822 |  | 6121-XZ-822 | LIMIT SWITCH - OPEN |  |  | DIR | DCS | Field | [7 empty] | IS | 4503-VZ-DM-T61212208 |  |  | ETH_T2 | 6121-XZZSO-822/6190-DSB-008 | [28 empty] | 6190-DSB-008
| 6121-XZY-822 |  | 6121-XZ-822 | SOLENOID VALVE |  |  | DOR | SIS | Field | [7 empty] | NIS | 4503-VZ-DM-T61212208 |  |  | ETH_T2 | 6121-XZY-822/6190-SSB-003 | [28 empty] | 6190-SSB-003
| 6121-XZSC-823 |  | 6121-XZ-823 | LIMIT SWITCH - CLOSE |  |  | DIR | DCS | Field | [7 empty] | IS | 4503-VZ-DM-T61212208 |  |  | ETH_T2 | 6121-XZSC-823/6190-DSB-006 | [28 empty] | 6190-DSB-006
| 6121-XZSO-823 |  | 6121-XZ-823 | LIMIT SWITCH - OPEN |  |  | DIR | DCS | Field | [7 empty] | IS | 4503-VZ-DM-T61212208 |  |  | ETH_T2 | 6121-XZSO-823/6190-DSB-006 | [28 empty] | 6190-DSB-006
| 6121-XZY-823 |  | 6121-XZ-823 | SOLENOID VALVE |  |  | DOR | SIS | Field | [7 empty] | NIS | 4503-VZ-DM-T61212208 |  |  | ETH_T2 | 6121-XZY-823/6190-SSB-003 | [28 empty] | 6190-SSB-003
| 6121-XZZSC-824 |  | 6121-XZ-824 | LIMIT SWITCH - CLOSE |  |  | DIR | DCS | Field | [7 empty] | IS | 4503-VZ-DM-T61212208 |  |  | ETH_T2 | 6121-XZZSC-824/6190-DSB-008 | [28 empty] | 6190-DSB-008
| 6121-XZZSO-824 |  | 6121-XZ-824 | LIMIT SWITCH - OPEN |  |  | DIR | DCS | Field | [7 empty] | IS | 4503-VZ-DM-T61212208 |  |  | ETH_T2 | 6121-XZZSO-824/6190-DSB-008 | [28 empty] | 6190-DSB-008
| 6121-XZY-824 |  | 6121-XZ-824 | SOLENOID VALVE |  |  | DOR | SIS | Field | [7 empty] | NIS | 4503-VZ-DM-T61212208 |  |  | ETH_T2 | 6121-XZY-824/6190-SSB-003 | [28 empty] | 6190-SSB-003
| 6121-XZZSC-825 |  | 6121-XZ-825 | LIMIT SWITCH - CLOSE |  |  | DIR | DCS | Field | [7 empty] | IS | 4503-VZ-DM-T61212208 |  |  | ETH_T2 | 6121-XZZSC-825/6190-DSB-008 | [28 empty] | 6190-DSB-008
| 6121-XZZSO-825 |  | 6121-XZ-825 | LIMIT SWITCH - OPEN |  |  | DIR | DCS | Field | [7 empty] | IS | 4503-VZ-DM-T61212208 |  |  | ETH_T2 | 6121-XZZSO-825/6190-DSB-008 | [28 empty] | 6190-DSB-008
| 6121-XZY-825 |  | 6121-XZ-825 | SOLENOID VALVE |  |  | DOR | SIS | Field | [7 empty] | NIS | 4503-VZ-DM-T61212208 |  |  | ETH_T2 | 6121-XZY-825/6190-SSB-003 | [28 empty] | 6190-SSB-003
| 6121-XZSC-826 |  | 6121-XZ-826 | LIMIT SWITCH - CLOSE |  |  | DIR | DCS | Field | [7 empty] | IS | 4503-VZ-DM-T61212208 |  |  | ETH_T2 | 6121-XZSC-826/6190-DSB-008 | [28 empty] | 6190-DSB-008
| 6121-XZSO-826 |  | 6121-XZ-826 | LIMIT SWITCH - OPEN |  |  | DIR | DCS | Field | [7 empty] | IS | 4503-VZ-DM-T61212208 |  |  | ETH_T2 | 6121-XZSO-826/6190-DSB-008 | [28 empty] | 6190-DSB-008
| 6121-XZY-826 |  | 6121-XZ-826 | SOLENOID VALVE |  |  | DOR | SIS | Field | [7 empty] | NIS | 4503-VZ-DM-T61212208 |  |  | ETH_T2 | 6121-XZY-826/6190-SSB-003 | [28 empty] | 6190-SSB-003
| 6121-XZSC-830 |  | 6121-XZ-830 | LIMIT SWITCH - CLOSE |  |  | DIR | DCS | Field | [7 empty] | IS | 4503-VZ-DM-T61212009 |  |  | ETH_T1 | 6121-XZSC-830/6190-DSB-008 | [28 empty] | 6190-DSB-008
| 6121-XZSO-830 |  | 6121-XZ-830 | LIMIT SWITCH - OPEN |  |  | DIR | DCS | Field | [7 empty] | IS | 4503-VZ-DM-T61212009 |  |  | ETH_T1 | 6121-XZSO-830/6190-DSB-008 | [28 empty] | 6190-DSB-008
| 6121-XZY-830 |  | 6121-XZ-830 | SOLENOID VALVE |  |  | DOR | SIS | Field | [7 empty] | NIS | 4503-VZ-DM-T61212009 |  |  | ETH_T1 | 6121-XZY-830/6190-SSB-003 | [28 empty] | 6190-SSB-003
| 6121-XZSC-831 |  | 6121-XZ-831 | LIMIT SWITCH - CLOSE |  |  | DIR | DCS | Field | [7 empty] | IS | 4503-VZ-DM-T61212209 |  |  | ETH_T2 | 6121-XZSC-831/6190-DSB-008 | [28 empty] | 6190-DSB-008
| 6121-XZSO-831 |  | 6121-XZ-831 | LIMIT SWITCH - OPEN |  |  | DIR | DCS | Field | [7 empty] | IS | 4503-VZ-DM-T61212209 |  |  | ETH_T2 | 6121-XZSO-831/6190-DSB-008 | [28 empty] | 6190-DSB-008
| 6121-XZY-831 |  | 6121-XZ-831 | SOLENOID VALVE |  |  | DOR | SIS | Field | [7 empty] | NIS | 4503-VZ-DM-T61212209 |  |  | ETH_T2 | 6121-XZY-831/6190-SSB-003 | [28 empty] | 6190-SSB-003
| 6121-XZSC-832 |  | 6121-XZ-832 | LIMIT SWITCH - CLOSE |  |  | DIR | DCS | Field | [7 empty] | IS | 4503-VZ-DM-T61212008 |  |  | ETH_T1 | 6121-XZSC-832/6190-DSB-005 | [28 empty] | 6190-DSB-005
| 6121-XZSO-832 |  | 6121-XZ-832 | LIMIT SWITCH - OPEN |  |  | DIR | DCS | Field | [7 empty] | IS | 4503-VZ-DM-T61212008 |  |  | ETH_T1 | 6121-XZSO-832/6190-DSB-005 | [28 empty] | 6190-DSB-005
| 6121-XZY-832 |  | 6121-XZ-832 | SOLENOID VALVE |  |  | DOR | SIS | Field | [7 empty] | NIS | 4503-VZ-DM-T61212008 |  |  | ETH_T1 | 6121-XZY-832/6190-SSB-003 | [28 empty] | 6190-SSB-003
| 6121-XZSC-833 |  | 6121-XZ-833 | LIMIT SWITCH - CLOSE |  |  | DIR | DCS | Field | [7 empty] | IS | 4503-VZ-DM-T61212208 |  |  | ETH_T2 | 6121-XZSC-833/6190-DSB-006 | [28 empty] | 6190-DSB-006
| 6121-XZSO-833 |  | 6121-XZ-833 | LIMIT SWITCH - OPEN |  |  | DIR | DCS | Field | [7 empty] | IS | 4503-VZ-DM-T61212208 |  |  | ETH_T2 | 6121-XZSO-833/6190-DSB-006 | [28 empty] | 6190-DSB-006
| 6121-XZY-833 |  | 6121-XZ-833 | SOLENOID VALVE |  |  | DOR | SIS | Field | [7 empty] | NIS | 4503-VZ-DM-T61212208 |  |  | ETH_T2 | 6121-XZY-833/6190-SSB-003 | [28 empty] | 6190-SSB-003
| 6199-FT-202 |  | 6199-FD-202 | FLOW TRANSMITTER - CORIOLIS |  |  | AIRH | DCS | Field |  |  |  |  | 230 VAC |  |  | IS | 4503-VZ-DM-T61992001 |  |  |  | 6199-FT-202/6111-DSB-003 | [28 empty] | 6111-DSB-003
| 6199-FT-203 |  | 6199-FD-203 | FLOW TRANSMITTER - CORIOLIS |  |  | AIRH | DCS | Field |  |  |  |  | 230 VAC |  |  | IS | 4503-VZ-DM-T61992001 |  |  |  | 6199-FT-203/6111-DSB-003 | [28 empty] | 6111-DSB-003
| 6199-FT-204 |  | 6199-FD-204 | FLOW TRANSMITTER - CORIOLIS |  |  | AIRH | DCS | Field |  |  |  |  | 230 VAC |  |  | IS | 4503-VZ-DM-T61992001 |  |  |  | 6199-FT-204/6111-DSB-002 | [28 empty] | 6111-DSB-002
| 6199-FT-207 |  | 6199-FD-207 | FLOW TRANSMITTER - CORIOLIS |  |  | AIRH | DCS | Field |  |  |  |  | 230 VAC |  |  | IS | 4503-VZ-DM-T61992001 |  |  |  | 6199-FT-207/6111-DSB-003 | [28 empty] | 6111-DSB-003
| 6199-PT-401 |  | 6199-PD-401 | PRESSURE TRANSMITTER |  |  | AIRH | DCS | Field | [7 empty] | IS | 4503-VZ-DM-T61992001 |  |  |  | 6199-PT-401/6111-DSB-002 | [28 empty] | 6111-DSB-002
| 6199-PY-401 |  | 6199-PD-401 | E/P POSITIONER |  |  | AORH | DCS | Field | [7 empty] | IS | 4503-VZ-DM-T61992001 |  |  |  | 6199-PY-401/6111-DSB-002 | [28 empty] | 6111-DSB-002
| 6199-PT-402 |  | 6199-PD-402 | PRESSURE TRANSMITTER |  |  | AIRH | DCS | Field | [7 empty] | IS | 4503-VZ-DM-T61992001 |  |  |  | 6199-PT-402/6111-DSB-002 | [28 empty] | 6111-DSB-002
| 6199-PT-404 |  | 6199-PD-404 | PRESSURE TRANSMITTER |  |  | AIRH | DCS | Field | [7 empty] | IS | 4503-VZ-DM-T61992001 |  |  |  | 6199-PT-404/6111-DSB-002 | [28 empty] | 6111-DSB-002
| 6199-PT-406 |  | 6199-PD-406 | PRESSURE TRANSMITTER |  |  | AIRH | DCS | Field | [7 empty] | IS | 4503-VZ-DM-T61992001 |  |  |  | 6199-PT-406/6111-DSB-002 | [28 empty] | 6111-DSB-002
| 6199-PT-407 |  | 6199-PD-407 | PRESSURE TRANSMITTER |  |  | AIRH | DCS | Field | [7 empty] | IS | 4503-VZ-DM-T61992001 |  |  |  | 6199-PT-407/6111-DSB-002 | [28 empty] | 6111-DSB-002
| 6199-PT-409 |  | 6199-PD-409 | PRESSURE TRANSMITTER |  |  | AIRH | DCS | Field | [7 empty] | IS | 4503-VZ-DM-T61992001 |  |  |  | 6199-PT-409/6111-DSB-002 | [28 empty] | 6111-DSB-002
| 6199-TT-601 |  | 6199-TD-601 | TEMPERATURE TRANSM. - HEAD MOUNT |  |  | AIRH | DCS | Field | [7 empty] | IS | 4503-VZ-DM-T61992001 |  |  |  | 6199-TT-601/6111-DSB-002 | [28 empty] | 6111-DSB-002
| 6199-TT-604 |  | 6199-TD-604 | TEMPERATURE TRANSM. - HEAD MOUNT |  |  | AIRH | DCS | Field | [7 empty] | IS | 4503-VZ-DM-T61992001 |  |  |  | 6199-TT-604/6111-DSB-002 | [28 empty] | 6111-DSB-002
| 6199-TT-606 |  | 6199-TD-606 | TEMPERATURE TRANSM. - HEAD MOUNT |  |  | AIRH | DCS | Field | [7 empty] | IS | 4503-VZ-DM-T61992001 |  |  |  | 6199-TT-606/6111-DSB-002 | [28 empty] | 6111-DSB-002
| 6199-TT-608 |  | 6199-TD-608 | TEMPERATURE TRANSM. - HEAD MOUNT |  |  | AIRH | DCS | Field | [7 empty] | IS | 4503-VZ-DM-T61992001 |  |  |  | 6199-TT-608/6111-DSB-002 | [28 empty] | 6111-DSB-002
| 6199-TT-610 |  | 6199-TD-610 | TEMPERATURE TRANSM. - HEAD MOUNT |  |  | AIRH | DCS | Field | [7 empty] | IS | 4503-VZ-DM-T61992001 |  |  |  | 6199-TT-610/6111-DSB-002 | [28 empty] | 6111-DSB-002
| 6199-XHY-801 |  | 6199-XD-801 | PST DEVICE |  |  | AORH | DCS | Field | [7 empty] | IS | 4503-VZ-DM-T61992001 |  |  |  | 6199-XHY-801/6111-DSB-002 | [28 empty] | 6111-DSB-002
| 6199-HS-101 |  | 6199-XD-801 | HAND SWITCH |  |  | DIR | DCS | Field | [7 empty] | NIS | 4503-VZ-DM-T61992001 |  |  |  | 6199-HS-101/6111-DSB-001 | [28 empty] | 6111-DSB-001
| 6199-XZSC-801 |  | 6199-XD-801 | LIMIT SWITCH - CLOSE |  |  | DIR | DCS | Field | [7 empty] | IS | 4503-VZ-DM-T61992001 |  |  |  | 6199-XZSC-801/6111-DSB-002 | [28 empty] | 6111-DSB-002
| 6199-XZSO-801 |  | 6199-XD-801 | LIMIT SWITCH - OPEN |  |  | DIR | DCS | Field | [7 empty] | IS | 4503-VZ-DM-T61992001 |  |  |  | 6199-XZSO-801/6111-DSB-002 | [28 empty] | 6111-DSB-002
| 6199-XY-801 |  | 6199-XD-801 | SOLENOID VALVE |  |  | DOR | DCS | Field | [7 empty] | NIS | 4503-VZ-DM-T61992001 |  |  |  | 6199-XY-801/6111-DSB-001 | [28 empty] | 6111-DSB-001
| 6199-XHY-802 |  | 6199-XD-802 | PST DEVICE |  |  | AORH | DCS | Field | [7 empty] | IS | 4503-VZ-DM-T61992001 |  |  |  | 6199-XHY-802/6111-DSB-002 | [28 empty] | 6111-DSB-002
| 6199-XZSC-802 |  | 6199-XD-802 | LIMIT SWITCH - CLOSE |  |  | DIR | DCS | Field | [7 empty] | IS | 4503-VZ-DM-T61992001 |  |  |  | 6199-XZSC-802/6111-DSB-002 | [28 empty] | 6111-DSB-002
| 6199-XZSO-802 |  | 6199-XD-802 | LIMIT SWITCH - OPEN |  |  | DIR | DCS | Field | [7 empty] | IS | 4503-VZ-DM-T61992001 |  |  |  | 6199-XZSO-802/6111-DSB-002 | [28 empty] | 6111-DSB-002
| 6199-XY-802 |  | 6199-XD-802 | SOLENOID VALVE |  |  | DOR | DCS | Field | [7 empty] | NIS | 4503-VZ-DM-T61992001 |  |  |  | 6199-XY-802/6111-DSB-001 | [28 empty] | 6111-DSB-001
| 6199-XZSC-803 |  | 6199-XD-803 | LIMIT SWITCH - CLOSE |  |  | DIR | DCS | Field | [7 empty] | IS | 4503-VZ-DM-T61992001 |  |  |  | 6199-XZSC-803/6111-DSB-002 | [28 empty] | 6111-DSB-002
| 6199-XY-803 |  | 6199-XD-803 | SOLENOID VALVE |  |  | DOR | DCS | Field | [7 empty] | NIS | 4503-VZ-DM-T61992001 |  |  |  | 6199-XY-803/6111-DSB-001 | [28 empty] | 6111-DSB-001
| 6199-XHY-803 |  | 6199-XD-803 | PST DEVICE |  |  | AORH | DCS | Field | [7 empty] | IS | 4503-VZ-DM-T61992001 |  |  |  | 6199-XHY-803/6111-DSB-002 | [28 empty] | 6111-DSB-002
| 6199-XZSO-803 |  | 6199-XD-803 | LIMIT SWITCH - OPEN |  |  | DIR | DCS | Field | [7 empty] | IS | 4503-VZ-DM-T61992001 |  |  |  | 6199-XZSO-803/6111-DSB-002 | [28 empty] | 6111-DSB-002
| 6199-XZSC-804 |  | 6199-XD-804 | LIMIT SWITCH - CLOSE |  |  | DIR | DCS | Field | [7 empty] | IS | 4503-VZ-DM-T61992001 |  |  |  | 6199-XZSC-804/6111-DSB-002 | [28 empty] | 6111-DSB-002
| 6199-XHY-804 |  | 6199-XD-804 | PST DEVICE |  |  | AORH | DCS | Field | [7 empty] | IS | 4503-VZ-DM-T61992001 |  |  |  | 6199-XHY-804/6111-DSB-002 | [28 empty] | 6111-DSB-002
| 6199-XZSO-804 |  | 6199-XD-804 | LIMIT SWITCH - OPEN |  |  | DIR | DCS | Field | [7 empty] | IS | 4503-VZ-DM-T61992001 |  |  |  | 6199-XZSO-804/6111-DSB-002 | [28 empty] | 6111-DSB-002
| 6199-XY-804 |  | 6199-XD-804 | SOLENOID VALVE |  |  | DOR | DCS | Field | [7 empty] | NIS | 4503-VZ-DM-T61992001 |  |  |  | 6199-XY-804/6111-DSB-001 | [28 empty] | 6111-DSB-001
| 6199-XHY-805 |  | 6199-XD-805 | PST DEVICE |  |  | AORH | DCS | Field | [7 empty] | IS | 4503-VZ-DM-T61992001 |  |  |  | 6199-XHY-805/6111-DSB-002 | [28 empty] | 6111-DSB-002
| 6199-XZSC-805 |  | 6199-XD-805 | LIMIT SWITCH - CLOSE |  |  | DIR | DCS | Field | [7 empty] | IS | 4503-VZ-DM-T61992001 |  |  |  | 6199-XZSC-805/6111-DSB-002 | [28 empty] | 6111-DSB-002
| 6199-XZSO-805 |  | 6199-XD-805 | LIMIT SWITCH - OPEN |  |  | DIR | DCS | Field | [7 empty] | IS | 4503-VZ-DM-T61992001 |  |  |  | 6199-XZSO-805/6111-DSB-002 | [28 empty] | 6111-DSB-002
| 6199-XY-805 |  | 6199-XD-805 | SOLENOID VALVE |  |  | DOR | DCS | Field | [7 empty] | NIS | 4503-VZ-DM-T61992001 |  |  |  | 6199-XY-805/6111-DSB-001 | [28 empty] | 6111-DSB-001
| 6611-PT-401 |  | 6611-PD-401 | PRESSURE TRANSMITTER |  |  | AIRH | DCS | Field | [7 empty] | IS | 4503-WZ-DM-T66112701 |  |  |  | 6611-PT-401/6111-DSB-002 | [28 empty] | 6111-DSB-002
| 6611-PY-401 |  | 6611-PD-401 | E/P POSITIONER |  |  | AORH | DCS | Field | [7 empty] | IS | 4503-WZ-DM-T66112701 |  |  |  | 6611-PY-401/6111-DSB-002 | [28 empty] | 6111-DSB-002
| 6611-TT-601 |  | 6611-TD-601 | TEMPERATURE TRANSM. - HEAD MOUNT |  |  | AIRH | DCS | Field | [7 empty] | IS | 4503-WZ-DM-T66112701 |  |  |  | 6611-TT-601/6111-DSB-002 | [28 empty] | 6111-DSB-002
| 6611-TY-601 |  | 6611-TD-601 | E/P POSITIONER |  |  | AORH | DCS | Field | [7 empty] | IS | 4503-WZ-DM-T66112701 |  |  |  | 6611-TY-601/6111-DSB-002 | [28 empty] | 6111-DSB-002
| 6611-TT-602 |  | 6611-TD-602 | TEMPERATURE TRANSM. - HEAD MOUNT |  |  | AIRH | DCS | Field | [7 empty] | IS | 4503-WZ-DM-T66112701 |  |  |  | 6611-TT-602/6111-DSB-003 | [28 empty] | 6111-DSB-003
| 6611-XZSC-801 |  | 6611-XD-801 | LIMIT SWITCH - CLOSE |  |  | DIR | DCS | Field | [7 empty] | IS | 4503-WZ-DM-T66112701 |  |  |  | 6611-XZSC-801/6111-DSB-002 | [28 empty] | 6111-DSB-002
| 6611-XZSO-801 |  | 6611-XD-801 | LIMIT SWITCH - OPEN |  |  | DIR | DCS | Field | [7 empty] | IS | 4503-WZ-DM-T66112701 |  |  |  | 6611-XZSO-801/6111-DSB-002 | [28 empty] | 6111-DSB-002
| 6611-XY-801 |  | 6611-XD-801 | SOLENOID VALVE |  |  | DOR | DCS | Field | [7 empty] | NIS | 4503-WZ-DM-T66112701 |  |  |  | 6611-XY-801/6111-DSB-001 | [28 empty] | 6111-DSB-001
| 6611-XZSC-802 |  | 6611-XD-802 | LIMIT SWITCH - CLOSE |  |  | DIR | DCS | Field | [7 empty] | IS | 4503-WZ-DM-T66112701 |  |  |  | 6611-XZSC-802/6111-DSB-002 | [28 empty] | 6111-DSB-002
| 6611-XZSO-802 |  | 6611-XD-802 | LIMIT SWITCH - OPEN |  |  | DIR | DCS | Field | [7 empty] | IS | 4503-WZ-DM-T66112701 |  |  |  | 6611-XZSO-802/6111-DSB-002 | [28 empty] | 6111-DSB-002
| 6611-XY-802 |  | 6611-XD-802 | SOLENOID VALVE |  |  | DOR | DCS | Field | [7 empty] | NIS | 4503-WZ-DM-T66112701 |  |  |  | 6611-XY-802/6111-DSB-001 | [28 empty] | 6111-DSB-001
| 6682-FT-201 |  | 6682-FD-201 | FLOW TRANSMITTER - MAG |  |  | AIRH | DCS | Field |  |  |  |  | 230 VAC |  |  | NIS | 4503-WZ-DM-T66822701 |  |  |  | 6682-FT-201/6111-DSB-001 | [28 empty] | 6111-DSB-001
| 6682-LT-301 |  | 6682-LD-301 | LEVEL TRANSMITTER - GW RADAR |  |  | AIRH | DCS | Field | [7 empty] | NIS | 4503-WZ-DM-T66822701 | 66-SU-8201 |  |  | 6682-LT-301/6111-DSB-001 | [28 empty] | 6111-DSB-001
| 6682-PT-404 |  | 6682-PD-404 | PRESSURE TRANSMITTER |  |  | AIRH | DCS | Field | [7 empty] | NIS | 4503-WZ-DM-T66822701 |  |  |  | 6682-PT-404/6111-DSB-001 | [28 empty] | 6111-DSB-001
| 6682-TT-602 |  | 6682-TD-602 | TEMPERATURE TRANSM. - HEAD MOUNT |  |  | AIRH | DCS | Field | [7 empty] | NIS | 4503-WZ-DM-T66822701 | 66-SU-8201 |  |  | 6682-TT-602/6111-DSB-001 | [28 empty] | 6111-DSB-001
| 6699-AT-001E |  | 6699-AD-001 | ANALYZER - MOISTURE |  |  | AIRH | DCS | Field |  |  |  |  | - |  |  | IS | 4503-WZ-DM-T66992004 |  |  |  | 6699-AT-001E/6111-DSB-002 | [28 empty] | 6111-DSB-002
| 6699-AT-001F |  | 6699-AD-001 | ANALYZER - ELECTROCHEMICAL |  |  | AIRH | DCS | Field |  |  |  |  | - |  |  | IS | 4503-WZ-DM-T66992004 |  |  |  | 6699-AT-001F/6111-DSB-003 | [28 empty] | 6111-DSB-003
| 6699-AT-051 |  | 6699-AD-051 | ANALYZER - HC (IR TYPE) |  |  | AIRH | DCS | Field |  |  |  |  | 24 VDC |  |  | NIS | 4503-WZ-DM-T66992002 |  |  |  | 6699-AT-051/6190-DSB-005 | [28 empty] | 6190-DSB-005
| 6699-FT-210 |  | 6699-FD-210 | FLOW TRANSMITTER - VORTEX |  |  | AIRH | DCS | Field | [7 empty] | IS | 4503-WZ-DM-T66992001 |  |  |  | 6699-FT-210/6111-DSB-002 | [28 empty] | 6111-DSB-002
| 6699-FT-212 |  | 6699-FD-212 | FLOW TRANSMITTER - VORTEX |  |  | AIRH | DCS | Field | [7 empty] | IS | 4503-WZ-DM-T66992002 |  |  |  | 6699-FT-212/6111-DSB-002 | [28 empty] | 6111-DSB-002
| 6699-FT-213 |  | 6699-FD-213 | FLOW TRANSMITTER - MAG |  |  | AIRH | DCS | Field |  |  |  |  | 230 VAC |  |  | NIS | 4503-WZ-DM-T66992002 |  |  |  | 6699-FT-213/6190-DSB-007 | [28 empty] | 6190-DSB-007
| 6699-FT-231 |  | 6699-FD-231 | FLOW TRANSMITTER - VORTEX |  |  | AIRH | DCS | Field | [7 empty] | IS | 4503-WZ-DM-T66992003 |  |  |  | 6699-FT-231/6111-DSB-002 | [28 empty] | 6111-DSB-002
| 6699-FT-236 |  | 6699-FD-236 | FLOW TRANSMITTER - VORTEX |  |  | AIRH | DCS | Field | [7 empty] | IS | 4503-WZ-DM-T66992004 |  |  |  | 6699-FT-236/6111-DSB-002 | [28 empty] | 6111-DSB-002
| 6699-FT-237 |  | 6699-FD-237 | FLOW TRANSMITTER - VORTEX |  |  | AIRH | DCS | Field | [7 empty] | IS | 4503-WZ-DM-T66992004 |  |  |  | 6699-FT-237/6111-DSB-002 | [28 empty] | 6111-DSB-002
| 6699-FT-239 |  | 6699-FD-239 | FLOW TRANSMITTER - VORTEX |  |  | AIRH | DCS | Field | [7 empty] | IS | 4503-WZ-DM-T66992004 |  |  |  | 6699-FT-239/6111-DSB-002 | [28 empty] | 6111-DSB-002
| 6699-FT-250 |  | 6699-FD-250 | FLOW TRANSMITTER - MAG |  |  | AIRH | DCS | Field |  |  |  |  | 230 VAC |  |  | NIS | 4503-WZ-DM-T66992002 |  |  |  | 6699-FT-250/6111-DSB-001 | [28 empty] | 6111-DSB-001
| 6699-FT-251 |  | 6699-FD-251 | FLOW TRANSMITTER - VORTEX |  |  | AIRH | DCS | Field | [7 empty] | IS | 4503-WZ-DM-T66992001 |  |  |  | 6699-FT-251/6111-DSB-002 | [28 empty] | 6111-DSB-002
| 6699-FT-252 |  | 6699-FD-252 | FLOW TRANSMITTER - VORTEX |  |  | AIRH | DCS | Field | [7 empty] | IS | 4503-WZ-DM-T66992003 |  |  |  | 6699-FT-252/6111-DSB-002 | [28 empty] | 6111-DSB-002
| 6699-FT-253 |  | 6699-FD-253 | FLOW TRANSMITTER - VORTEX |  |  | AIRH | DCS | Field | [7 empty] | IS | 4503-WZ-DM-T66992002 |  |  |  | 6699-FT-253/6111-DSB-002 | [28 empty] | 6111-DSB-002
| 6699-FT-255 |  | 6699-FD-255 | FLOW TRANSMITTER - VORTEX |  |  | AIRH | DCS | Field | [7 empty] | IS | 4503-WZ-DM-T66992001 |  |  |  | 6699-FT-255/6111-DSB-003 | [28 empty] | 6111-DSB-003
| 6699-PT-415 |  | 6699-PD-415 | PRESSURE TRANSMITTER |  |  | AIRH | DCS | Field | [7 empty] | IS | 4503-WZ-DM-T66992001 |  |  |  | 6699-PT-415/6111-DSB-002 | [28 empty] | 6111-DSB-002
| 6699-PT-420 |  | 6699-PD-420 | PRESSURE TRANSMITTER |  |  | AIRH | DCS | Field | [7 empty] | IS | 4503-WZ-DM-T66992002 |  |  |  | 6699-PT-420/6111-DSB-002 | [28 empty] | 6111-DSB-002
| 6699-PT-422 |  | 6699-PD-422 | PRESSURE TRANSMITTER |  |  | AIRH | DCS | Field | [7 empty] | IS | 4503-WZ-DM-T66992002 |  |  |  | 6699-PT-422/6190-DSB-008 | [28 empty] | 6190-DSB-008
| 6699-PT-426 |  | 6699-PD-426 | PRESSURE TRANSMITTER |  |  | AIRH | DCS | Field | [7 empty] | IS | 4503-WZ-DM-T66992002 |  |  |  | 6699-PT-426/6111-DSB-003 | [28 empty] | 6111-DSB-003
| 6699-PT-427 |  | 6699-PD-427 | PRESSURE TRANSMITTER |  |  | AIRH | DCS | Field | [7 empty] | IS | 4503-WZ-DM-T66992002 |  |  |  | 6699-PT-427/6111-DSB-002 | [28 empty] | 6111-DSB-002
| 6699-PT-428 |  | 6699-PD-428 | PRESSURE TRANSMITTER |  |  | AIRH | DCS | Field | [7 empty] | IS | 4503-WZ-DM-T66992002 |  |  |  | 6699-PT-428/6111-DSB-002 | [28 empty] | 6111-DSB-002
| 6699-PT-439 |  | 6699-PD-439 | PRESSURE TRANSMITTER |  |  | AIRH | DCS | Field | [7 empty] | IS | 4503-WZ-DM-T66992003 |  |  |  | 6699-PT-439/6111-DSB-002 | [28 empty] | 6111-DSB-002
| 6699-PT-453 |  | 6699-PD-453 | PRESSURE TRANSMITTER |  |  | AIRH | DCS | Field | [7 empty] | IS | 4503-WZ-DM-T66992003 |  |  |  | 6699-PT-453/6111-DSB-002 | [28 empty] | 6111-DSB-002
| 6699-PT-454 |  | 6699-PD-454 | PRESSURE TRANSMITTER |  |  | AIRH | DCS | Field | [7 empty] | IS | 4503-WZ-DM-T66992003 |  |  |  | 6699-PT-454/6111-DSB-002 | [28 empty] | 6111-DSB-002
| 6699-PT-455 |  | 6699-PD-455 | PRESSURE TRANSMITTER |  |  | AIRH | DCS | Field | [7 empty] | IS | 4503-WZ-DM-T66992003 |  |  |  | 6699-PT-455/6111-DSB-002 | [28 empty] | 6111-DSB-002
| 6699-PT-456 |  | 6699-PD-456 | PRESSURE TRANSMITTER |  |  | AIRH | DCS | Field | [7 empty] | IS | 4503-WZ-DM-T66992003 |  |  |  | 6699-PT-456/6111-DSB-002 | [28 empty] | 6111-DSB-002
| 6699-PT-461 |  | 6699-PD-461 | PRESSURE TRANSMITTER |  |  | AIRH | DCS | Field | [7 empty] | IS | 4503-WZ-DM-T66992004 |  |  |  | 6699-PT-461/6111-DSB-002 | [28 empty] | 6111-DSB-002
| 6699-PT-462 |  | 6699-PD-462 | PRESSURE TRANSMITTER |  |  | AIRH | DCS | Field | [7 empty] | IS | 4503-WZ-DM-T66992004 |  |  |  | 6699-PT-462/6111-DSB-002 | [28 empty] | 6111-DSB-002
| 6699-PT-464 |  | 6699-PD-464 | PRESSURE TRANSMITTER |  |  | AIRH | DCS | Field | [7 empty] | IS | 4503-WZ-DM-T66992004 |  |  |  | 6699-PT-464/6111-DSB-002 | [28 empty] | 6111-DSB-002
| 6699-PT-470 |  | 6699-PD-470 | PRESSURE TRANSMITTER |  |  | AIRH | DCS | Field | [7 empty] | IS | 4503-WZ-DM-T66992003 |  |  |  | 6699-PT-470/6111-DSB-002 | [28 empty] | 6111-DSB-002
| 6699-PT-480 |  | 6699-PD-480 | PRESSURE TRANSMITTER |  |  | AIRH | DCS | Field | [7 empty] | IS | 4503-WZ-DM-T66992001 |  |  |  | 6699-PT-480/6111-DSB-002 | [28 empty] | 6111-DSB-002
| 6699-PT-482 |  | 6699-PD-482 | PRESSURE TRANSMITTER |  |  | AIRH | DCS | Field | [7 empty] | IS | 4503-WZ-DM-T66992001 |  |  |  | 6699-PT-482/6111-DSB-002 | [28 empty] | 6111-DSB-002
| 6699-PT-485 |  | 6699-PD-485 | PRESSURE TRANSMITTER |  |  | AIRH | DCS | Field | [7 empty] | IS | 4503-WZ-DM-T66992001 |  |  |  | 6699-PT-485/6111-DSB-002 | [28 empty] | 6111-DSB-002
| 6699-PY-485 |  | 6699-PD-485 | E/P POSITIONER |  |  | AORH | DCS | Field | [7 empty] | IS | 4503-WZ-DM-T66992001 |  |  |  | 6699-PY-485/6111-DSB-002 | [28 empty] | 6111-DSB-002
| 6699-TT-611 |  | 6699-TD-611 | TEMPERATURE TRANSM. - HEAD MOUNT |  |  | AIRH | DCS | Field | [7 empty] | IS | 4503-WZ-DM-T66992002 |  |  |  | 6699-TT-611/6111-DSB-002 | [28 empty] | 6111-DSB-002
| 6699-TT-612 |  | 6699-TD-612 | TEMPERATURE TRANSM. - HEAD MOUNT |  |  | AIRH | DCS | Field | [7 empty] | IS | 4503-WZ-DM-T66992002 |  |  |  | 6699-TT-612/6111-DSB-002 | [28 empty] | 6111-DSB-002
| 6699-TT-614 |  | 6699-TD-614 | TEMPERATURE TRANSM. - HEAD MOUNT |  |  | AIRH | DCS | Field | [7 empty] | IS | 4503-WZ-DM-T66992001 |  |  |  | 6699-TT-614/6111-DSB-002 | [28 empty] | 6111-DSB-002
| 6699-TT-615 |  | 6699-TD-615 | TEMPERATURE TRANSM. - HEAD MOUNT |  |  | AIRH | DCS | Field | [7 empty] | IS | 4503-WZ-DM-T66992001 |  |  |  | 6699-TT-615/6111-DSB-003 | [28 empty] | 6111-DSB-003
| 6699-TT-619 |  | 6699-TD-619 | TEMPERATURE TRANSM. - HEAD MOUNT |  |  | AIRH | DCS | Field | [7 empty] | IS | 4503-WZ-DM-T66992002 |  |  |  | 6699-TT-619/6111-DSB-003 | [28 empty] | 6111-DSB-003
| 6699-TT-621 |  | 6699-TD-621 | TEMPERATURE TRANSM. - HEAD MOUNT |  |  | AIRH | DCS | Field | [7 empty] | IS | 4503-WZ-DM-T66992002 |  |  |  | 6699-TT-621/6190-DSB-008 | [28 empty] | 6190-DSB-008
| 6699-TT-626 |  | 6699-TD-626 | TEMPERATURE TRANSM. - HEAD MOUNT |  |  | AIRH | DCS | Field | [7 empty] | IS | 4503-WZ-DM-T66992002 |  |  |  | 6699-TT-626/6111-DSB-003 | [28 empty] | 6111-DSB-003
| 6699-TT-639 |  | 6699-TD-639 | TEMPERATURE TRANSM. - HEAD MOUNT |  |  | AIRH | DCS | Field | [7 empty] | IS | 4503-WZ-DM-T66992003 |  |  |  | 6699-TT-639/6111-DSB-003 | [28 empty] | 6111-DSB-003
| 6699-TT-641 |  | 6699-TD-641 | TEMPERATURE TRANSM. - HEAD MOUNT |  |  | AIRH | DCS | Field | [7 empty] | IS | 4503-WZ-DM-T66992003 |  |  |  | 6699-TT-641/6111-DSB-003 | [28 empty] | 6111-DSB-003
| 6699-TT-653 |  | 6699-TD-653 | TEMPERATURE TRANSM. - HEAD MOUNT |  |  | AIRH | DCS | Field | [7 empty] | IS | 4503-WZ-DM-T66992003 |  |  |  | 6699-TT-653/6111-DSB-003 | [28 empty] | 6111-DSB-003
| 6699-TT-654 |  | 6699-TD-654 | TEMPERATURE TRANSM. - HEAD MOUNT |  |  | AIRH | DCS | Field | [7 empty] | IS | 4503-WZ-DM-T66992003 |  |  |  | 6699-TT-654/6111-DSB-003 | [28 empty] | 6111-DSB-003
| 6699-TT-655 |  | 6699-TD-655 | TEMPERATURE TRANSM. - HEAD MOUNT |  |  | AIRH | DCS | Field | [7 empty] | IS | 4503-WZ-DM-T66992003 |  |  |  | 6699-TT-655/6111-DSB-003 | [28 empty] | 6111-DSB-003
| 6699-TT-656 |  | 6699-TD-656 | TEMPERATURE TRANSM. - HEAD MOUNT |  |  | AIRH | DCS | Field | [7 empty] | IS | 4503-WZ-DM-T66992003 |  |  |  | 6699-TT-656/6111-DSB-003 | [28 empty] | 6111-DSB-003
| 6699-TT-659 |  | 6699-TD-659 | TEMPERATURE TRANSM. - HEAD MOUNT |  |  | AIRH | DCS | Field | [7 empty] | IS | 4503-WZ-DM-T66992004 |  |  |  | 6699-TT-659/6111-DSB-003 | [28 empty] | 6111-DSB-003
| 6699-TT-660 |  | 6699-TD-660 | TEMPERATURE TRANSM. - HEAD MOUNT |  |  | AIRH | DCS | Field | [7 empty] | IS | 4503-WZ-DM-T66992004 |  |  |  | 6699-TT-660/6111-DSB-003 | [28 empty] | 6111-DSB-003
| 6699-TT-662 |  | 6699-TD-662 | TEMPERATURE TRANSM. - HEAD MOUNT |  |  | AIRH | DCS | Field | [7 empty] | IS | 4503-WZ-DM-T66992004 |  |  |  | 6699-TT-662/6111-DSB-003 | [28 empty] | 6111-DSB-003
| 6699-TT-668 |  | 6699-TD-668 | TEMPERATURE TRANSM. - HEAD MOUNT |  |  | AIRH | DCS | Field | [7 empty] | IS | 4503-WZ-DM-T66992001 |  |  |  | 6699-TT-668/6111-DSB-003 | [28 empty] | 6111-DSB-003
| 6699-XZSC-850 |  | 6699-XD-850 | LIMIT SWITCH - CLOSE |  |  | DIR | DCS | Field | [7 empty] | IS | 4503-WZ-DM-T66992001 |  |  |  | 6699-XZSC-850/6111-DSB-003 | [28 empty] | 6111-DSB-003
| 6699-XZSO-850 |  | 6699-XD-850 | LIMIT SWITCH - OPEN |  |  | DIR | DCS | Field | [7 empty] | IS | 4503-WZ-DM-T66992001 |  |  |  | 6699-XZSO-850/6111-DSB-003 | [28 empty] | 6111-DSB-003
| 6699-XY-850 |  | 6699-XD-850 | SOLENOID VALVE |  |  | DOR | DCS | Field | [7 empty] | NIS | 4503-WZ-DM-T66992001 |  |  |  | 6699-XY-850/6111-DSB-001 | [28 empty] | 6111-DSB-001
| 6882-FT-211 |  | 6882-FD-211 | FLOW TRANSMITTER - MAG |  |  | AIRH | DCS | Field |  |  |  |  | 230 VAC |  |  | NIS | 4503-WZ-DM-T68822701 |  |  |  | 6882-FT-211/6802-DSB-002 | [28 empty] | 6802-DSB-002
| 6882-LT-311 |  | 6882-LD-311 | LEVEL TRANSMITTER - GW RADAR |  |  | AIRH | DCS | Field | [7 empty] | NIS | 4503-WZ-DM-T68822701 | 68-SU-8201 |  |  | 6882-LT-311/6802-DSB-002 | [28 empty] | 6802-DSB-002
| 6882-PT-413 |  | 6882-PD-413 | PRESSURE TRANSMITTER |  |  | AIRH | DCS | Field | [7 empty] | NIS | 4503-WZ-DM-T68822701 |  |  |  | 6882-PT-413/6802-DSB-002 | [28 empty] | 6802-DSB-002
| 6882-TT-612 |  | 6882-TD-612 | TEMPERATURE TRANSM. - HEAD MOUNT |  |  | AIRH | DCS | Field | [7 empty] | NIS | 4503-WZ-DM-T68822701 | 68-SU-8201 |  |  | 6882-TT-612/6802-DSB-002 | [28 empty] | 6802-DSB-002
| 6883-FT-211 |  | 6883-FD-211 | FLOW TRANSMITTER - MAG |  |  | AIRH | DCS | Field |  |  |  |  | 230 VAC |  |  | NIS | 4503-WZ-DM-T68832701 |  |  |  | 6883-FT-211/6814-DSB-001 | [28 empty] | 6814-DSB-001
| 6883-FT-221 |  | 6883-FD-221 | FLOW TRANSMITTER - MAG |  |  | AIRH | DCS | Field |  |  |  |  | 230 VAC |  |  | NIS | 4503-WZ-DM-T68832701 |  |  |  | 6883-FT-221/6812-DSB-001 | [28 empty] | 6812-DSB-001
| 6883-LT-311 |  | 6883-LD-311 | LEVEL TRANSM. - RADAR |  |  | AIRH | DCS | Field | [7 empty] | NIS | 4503-WZ-DM-T68832701 | 68-SU-8302 |  |  | 6883-LT-311/6814-DSB-001 | [28 empty] | 6814-DSB-001
| 6883-LT-321 |  | 6883-LD-321 | LEVEL TRANSM. - RADAR |  |  | AIRH | DCS | Field | [7 empty] | NIS | 4503-WZ-DM-T68832701 | 68-SU-8301 |  |  | 6883-LT-321/6812-DSB-001 | [28 empty] | 6812-DSB-001
| 6883-PT-411 |  | 6883-PD-411 | PRESSURE TRANSMITTER |  |  | AIRH | DCS | Field | [7 empty] | NIS | 4503-WZ-DM-T68832701 |  |  |  | 6883-PT-411/6814-DSB-001 | [28 empty] | 6814-DSB-001
| 6883-PT-422 |  | 6883-PD-422 | PRESSURE TRANSMITTER |  |  | AIRH | DCS | Field | [7 empty] | NIS | 4503-WZ-DM-T68832701 |  |  |  | 6883-PT-422/6812-DSB-001 | [28 empty] | 6812-DSB-001
| 6883-TT-611 |  | 6883-TD-611 | TEMPERATURE TRANSM. - HEAD MOUNT |  |  | AIRH | DCS | Field | [7 empty] | NIS | 4503-WZ-DM-T68832701 | 68-SU-8302 |  |  | 6883-TT-611/6814-DSB-001 | [28 empty] | 6814-DSB-001
| 6883-TT-622 |  | 6883-TD-622 | TEMPERATURE TRANSM. - HEAD MOUNT |  |  | AIRH | DCS | Field | [7 empty] | NIS | 4503-WZ-DM-T68832701 | 68-SU-8301 |  |  | 6883-TT-622/6812-DSB-001 | [28 empty] | 6812-DSB-001
| 6899-AT-002 |  | 6899-AD-002 | ANALYZER - HC (IR TYPE) |  |  | AIRH | DCS | Field |  |  |  |  | 24 VDC |  |  | NIS | 4503-WZ-DM-T68992001 |  |  |  | 6899-AT-002/6814-DSB-001 | [28 empty] | 6814-DSB-001
| 5110-LT-371P |  | 5110-LD-371P | LEVEL TRANSM. - RADAR |  |  | AIRH | DCS | Field | [7 empty] | IS |  | 51-V-1090 |  |  | 5110-LT-371P/5120-DSB-005 | [28 empty] | 5120-DSB-005
| 6899-AT-006 |  | 6899-AD-006 | ANALYZER - HC (IR TYPE) |  |  | AIRH | DCS | Field |  |  |  |  | 24 VDC |  |  | NIS | 4503-WZ-DM-T68992001 |  |  |  | 6899-AT-006/6814-DSB-001 | [28 empty] | 6814-DSB-001
| 6899-FT-201 |  | 6899-FD-201 | FLOW TRANSMITTER - MAG |  |  | AIRH | DCS | Field |  |  |  |  | 230 VAC |  |  | NIS | 4503-WZ-DM-T68992001 |  |  |  | 6899-FT-201/6812-DSB-001 | [28 empty] | 6812-DSB-001
| 6899-FT-203 |  | 6899-FD-203 | FLOW TRANSMITTER - MAG |  |  | AIRH | DCS | Field |  |  |  |  | 230 VAC |  |  | NIS | 4503-WZ-DM-T68992001 |  |  |  | 6899-FT-203/6812-DSB-001 | [28 empty] | 6812-DSB-001
| 6899-FT-205 |  | 6899-FD-205 | FLOW TRANSMITTER - MAG |  |  | AIRH | DCS | Field |  |  |  |  | 230 VAC |  |  | IS | 4503-WZ-DM-T68992001 |  |  |  | 6899-FT-205/6814-DSB-001 | [28 empty] | 6814-DSB-001
| 6899-PT-401 |  | 6899-PD-401 | PRESSURE TRANSMITTER |  |  | AIRH | DCS | Field | [7 empty] | NIS | 4503-WZ-DM-T68992001 |  |  |  | 6899-PT-401/6812-DSB-001 | [28 empty] | 6812-DSB-001
| 6899-PT-402 |  | 6899-PD-402 | PRESSURE TRANSMITTER |  |  | AIRH | DCS | Field | [7 empty] | NIS | 4503-WZ-DM-T68992001 |  |  |  | 6899-PT-402/6814-DSB-001 | [28 empty] | 6814-DSB-001
| 6899-PT-403 |  | 6899-PD-403 | PRESSURE TRANSMITTER |  |  | AIRH | DCS | Field | [7 empty] | NIS | 4503-WZ-DM-T68992001 |  |  |  | 6899-PT-403/6812-DSB-001 | [28 empty] | 6812-DSB-001
| 5110-PT-498P |  | 5110-PD-498P | PRESSURE TRANSMITTER |  |  | AIRH | DCS | Field | [7 empty] | IS |  |  |  |  | 5110-PT-498P/5120-DSB-005 | [28 empty] | 5120-DSB-005
| 6899-PT-405 |  | 6899-PD-405 | PRESSURE TRANSMITTER |  |  | AIRH | DCS | Field | [7 empty] | IS | 4503-WZ-DM-T68992001 |  |  |  | 6899-PT-405/6814-DSB-001 | [28 empty] | 6814-DSB-001
| 6899-PT-406 |  | 6899-PD-406 | PRESSURE TRANSMITTER |  |  | AIRH | DCS | Field | [7 empty] | IS | 4503-WZ-DM-T68992001 |  |  |  | 6899-PT-406/6814-DSB-001 | [28 empty] | 6814-DSB-001
| 6899-TT-601 |  | 6899-TD-601 | TEMPERATURE TRANSM. - HEAD MOUNT |  |  | AIRH | DCS | Field | [7 empty] | NIS | 4503-WZ-DM-T68992001 |  |  |  | 6899-TT-601/6812-DSB-001 | [28 empty] | 6812-DSB-001
| 6899-TT-602 |  | 6899-TD-602 | TEMPERATURE TRANSM. - HEAD MOUNT |  |  | AIRH | DCS | Field | [7 empty] | NIS | 4503-WZ-DM-T68992001 |  |  |  | 6899-TT-602/6814-DSB-001 | [28 empty] | 6814-DSB-001
| 6899-TT-603 |  | 6899-TD-603 | TEMPERATURE TRANSM. - HEAD MOUNT |  |  | AIRH | DCS | Field | [7 empty] | NIS | 4503-WZ-DM-T68992001 |  |  |  | 6899-TT-603/6812-DSB-001 | [28 empty] | 6812-DSB-001
| 5110-PT-499P |  | 5110-PD-499P | PRESSURE TRANSMITTER |  |  | AIRH | DCS | Field | [7 empty] | IS |  |  |  |  | 5110-PT-499P/5120-DSB-005 | [28 empty] | 5120-DSB-005
| 6899-TT-605 |  | 6899-TD-605 | TEMPERATURE TRANSM. - HEAD MOUNT |  |  | AIRH | DCS | Field | [7 empty] | IS | 4503-WZ-DM-T68992001 |  |  |  | 6899-TT-605/6814-DSB-001 | [28 empty] | 6814-DSB-001
| 6899-TT-606 |  | 6899-TD-606 | TEMPERATURE TRANSM. - HEAD MOUNT |  |  | AIRH | DCS | Field | [7 empty] | IS | 4503-WZ-DM-T68992001 |  |  |  | 6899-TT-606/6814-DSB-001 | [28 empty] | 6814-DSB-001
| 8615-AT-001 |  | 8615-AD-001 | ANALYZER - DISSOLVED OXYGEN (O2) |  |  | AIRH | DCS | Field |  |  |  |  | - |  |  | IS | 4503-WZ-DM-T86152705 |  |  |  | 8615-AT-001/8691-DSB-002 | [28 empty] | 8691-DSB-002
| 8615-FT-202 |  | 8615-FD-202 | FLOW TRANSMITTER - VORTEX |  |  | AIRH | DCS | Field | [7 empty] | IS | 4503-WZ-DM-T86152705 |  |  |  | 8615-FT-202/8691-DSB-002 | [28 empty] | 8691-DSB-002
| 8615-FY-202 |  | 8615-FD-202 | E/P POSITIONER |  |  | AORH | DCS | Field | [7 empty] | IS | 4503-WZ-DM-T86152705 |  |  |  | 8615-FY-202/8691-DSB-002 | [28 empty] | 8691-DSB-002
| 8615-FZSO-202 |  | 8615-FD-202 | LIMIT SWITCH - OPEN |  |  | DIR | DCS | Field | [7 empty] | IS | 4503-WZ-DM-T86152705 |  |  |  | 8615-FZSO-202/8691-DSB-002 | [28 empty] | 8691-DSB-002
| 8615-FZSC-202 |  | 8615-FD-202 | LIMIT SWITCH - CLOSE |  |  | DIR | DCS | Field | [7 empty] | IS | 4503-WZ-DM-T86152705 |  |  |  | 8615-FZSC-202/8691-DSB-002 | [28 empty] | 8691-DSB-002
| 8615-LT-320 |  | 8615-LD-320 | LEVEL TRANSMITTER - dP |  |  | AIRH | DCS | Field | [7 empty] | NIS | 4503-WZ-DM-T86152701 | 86-TK-1501 |  |  | 8615-LT-320/8691-DSB-003 | [28 empty] | 8691-DSB-003
| 8615-LY-320 |  | 8615-LD-320 | E/P POSITIONER |  |  | AORH | DCS | Field | [7 empty] | IS | 4503-WZ-DM-T86152701 |  |  |  | 8615-LY-320/8691-DSB-002 | [28 empty] | 8691-DSB-002
| 8615-LZT-301 |  | 8615-LZ-301 | LEVEL TRANSM. - DP |  |  | AIRH | SIS | Field | [7 empty] | NIS | 4503-WZ-DM-T86152701 | 86-TK-1501 |  |  | 8615-LZT-301/8691-SSB-001 | [28 empty] | 8691-SSB-001
| 8615-LZT-302 |  | 8615-LZ-302 | LEVEL TRANSM. - DP |  |  | AIRH | SIS | Field | [7 empty] | NIS | 4503-WZ-DM-T86152701 | 86-TK-1501 |  |  | 8615-LZT-302/8691-SSB-001 | [28 empty] | 8691-SSB-001
| 8615-PT-401 |  | 8615-PD-401 | PRESSURE TRANSMITTER |  |  | AIRH | DCS | Field | [7 empty] | NIS | 4503-WZ-DM-T86152701 | 86-TK-1501 |  |  | 8615-PT-401/8691-DSB-003 | [28 empty] | 8691-DSB-003
| 8615-PY-401 |  | 8615-PD-401 | E/P POSITIONER |  |  | AORH | DCS | Field | [7 empty] | NIS | 4503-WZ-DM-T86152701 |  |  |  | 8615-PY-401/8691-DSB-003 | [28 empty] | 8691-DSB-003
| 8615-PT-402 |  | 8615-PD-402 | PRESSURE TRANSMITTER |  |  | AIRH | DCS | Field | [7 empty] | IS | 4503-WZ-DM-T86152705 |  |  |  | 8615-PT-402/8691-DSB-002 | [28 empty] | 8691-DSB-002
| 8615-TT-601 |  | 8615-TD-601 | TEMPERATURE TRANSM. - HEAD MOUNT |  |  | AIRH | DCS | Field | [7 empty] | NIS | 4503-WZ-DM-T86152701 | 86-TK-1501 |  |  | 8615-TT-601/8691-DSB-003 | [28 empty] | 8691-DSB-003
| 8615-TY-601 |  | 8615-TD-601 | E/P POSITIONER |  |  | AORH | DCS | Field | [7 empty] | IS | 4503-WZ-DM-T86152701 |  |  |  | 8615-TY-601/8691-DSB-002 | [28 empty] | 8691-DSB-002
| 8615-TT-602 |  | 8615-TD-602 | TEMPERATURE TRANSM. - HEAD MOUNT |  |  | AIRH | DCS | Field | [7 empty] | NIS | 4503-WZ-DM-T86152701 | 86-TK-1501 |  |  | 8615-TT-602/8691-DSB-003 | [28 empty] | 8691-DSB-003
| 8615-TT-651P |  | 8615-TD-651P | TEMPERATURE TRANSM. - HEAD MOUNT |  |  | AIRH | DCS | Field | [7 empty] | NIS | 4503-GG-VD-BD026T0186P1501AB050 | 86-P-1501A | 86-P-1501 A/B | 86-P-1501_G1 | 8615-TT-651P/8691-DSB-003 | [28 empty] | 8691-DSB-003
| 8615-TT-652P |  | 8615-TD-652P | TEMPERATURE TRANSM. - HEAD MOUNT |  |  | AIRH | DCS | Field | [7 empty] | NIS | 4503-GG-VD-BD026T0186P1501AB050 | 86-P-1501B | 86-P-1501 A/B | 86-P-1501_G2 | 8615-TT-652P/8691-DSB-003 | [28 empty] | 8691-DSB-003
| 8615-TT-653P |  | 8615-TD-653P | TEMPERATURE TRANSM. - HEAD MOUNT |  |  | AIRH | DCS | Field | [7 empty] | NIS | 4503-GG-VD-BD026T0186P1501AB050 | 86-P-1501A | 86-P-1501 A/B | 86-P-1501_G1 | 8615-TT-653P/8691-DSB-003 | [28 empty] | 8691-DSB-003
| 8615-TT-654P |  | 8615-TD-654P | TEMPERATURE TRANSM. - HEAD MOUNT |  |  | AIRH | DCS | Field | [7 empty] | NIS | 4503-GG-VD-BD026T0186P1501AB050 | 86-P-1501B | 86-P-1501 A/B | 86-P-1501_G2 | 8615-TT-654P/8691-DSB-003 | [28 empty] | 8691-DSB-003
| 8615-XZZSC-850 |  | 8615-XD-850 | LIMIT SWITCH - CLOSE |  |  | DIR | SIS | Field | [7 empty] | IS | 4503-WZ-DM-T86152701 |  |  |  | 8615-XZZSC-850/8691-SSB-001 | [28 empty] | 8691-SSB-001
| 8615-XZZSO-850 |  | 8615-XD-850 | LIMIT SWITCH - OPEN |  |  | DIR | SIS | Field | [7 empty] | IS | 4503-WZ-DM-T86152701 |  |  |  | 8615-XZZSO-850/8691-SSB-001 | [28 empty] | 8691-SSB-001
| 8615-XY-850 |  | 8615-XD-850 | SOLENOID VALVE |  |  | DOR | DCS | Field | [7 empty] | NIS | 4503-WZ-DM-T86152701 |  |  |  | 8615-XY-850/8691-DSB-003 | [28 empty] | 8691-DSB-003
| 8615-XZY-850 |  | 8615-XD-850 | SOLENOID VALVE |  |  | DOR | SIS | Field | [7 empty] | NIS | 4503-WZ-DM-T86152701 |  |  |  | 8615-XZY-850/8691-SSB-001 | [28 empty] | 8691-SSB-001
| 8619-FT-203 |  | 8619-FD-203 | FLOW TRANSMITTER - VORTEX |  |  | AIRH | DCS | Field | [7 empty] | IS | 4503-WZ-DM-T86192710 |  |  |  | 8619-FT-203/8691-DSB-002 | [28 empty] | 8691-DSB-002
| 8619-FY-203 |  | 8619-FD-203 | E/P POSITIONER |  |  | AORH | DCS | Field | [7 empty] | NIS | 4503-WZ-DM-T86192710 |  |  |  | 8619-FY-203/8691-DSB-001 | [28 empty] | 8691-DSB-001
| 8619-FZSC-203 |  | 8619-FD-203 | LIMIT SWITCH - CLOSE |  |  | DIR | DCS | Field | [7 empty] | IS | 4503-WZ-DM-T86192710 |  |  |  | 8619-FZSC-203/8691-DSB-002 | [28 empty] | 8691-DSB-002
| 8619-FZSO-203 |  | 8619-FD-203 | LIMIT SWITCH - OPEN |  |  | DIR | DCS | Field | [7 empty] | IS | 4503-WZ-DM-T86192710 |  |  |  | 8619-FZSO-203/8691-DSB-002 | [28 empty] | 8691-DSB-002
| 8619-LT-305 |  | 8619-LD-305 | LEVEL TRANSMITTER - dP |  |  | AIRH | DCS | Field | [7 empty] | NIS | 4503-WZ-DM-T86192701 | 86-TK-1901A |  |  | 8619-LT-305/8691-DSB-001 | [28 empty] | 8691-DSB-001
| 8619-LT-310 |  | 8619-LD-310 | LEVEL TRANSMITTER - dP |  |  | AIRH | DCS | Field | [7 empty] | NIS | 4503-WZ-DM-T86192705 | 86-TK-1901B |  |  | 8619-LT-310/8691-DSB-001 | [28 empty] | 8691-DSB-001
| 8619-LZT-301 |  | 8619-LZ-301 | LEVEL TRANSM. - DP |  |  | AIRH | SIS | Field | [7 empty] | NIS | 4503-WZ-DM-T86192701 | 87-TK-1901A |  |  | 8619-LZT-301/8691-SSB-001 | [28 empty] | 8691-SSB-001
| 8619-LZT-302 |  | 8619-LZ-302 | LEVEL TRANSM. - DP |  |  | AIRH | SIS | Field | [7 empty] | NIS | 4503-WZ-DM-T86192701 | 86-TK-1901A |  |  | 8619-LZT-302/8691-SSB-001 | [28 empty] | 8691-SSB-001
| 8619-LZT-303 |  | 8619-LZ-303 | LEVEL TRANSM. - DP |  |  | AIRH | SIS | Field | [7 empty] | NIS | 4503-WZ-DM-T86192705 | 87-TK-1901B |  |  | 8619-LZT-303/8691-SSB-001 | [28 empty] | 8691-SSB-001
| 8619-LZT-304 |  | 8619-LZ-304 | LEVEL TRANSM. - DP |  |  | AIRH | SIS | Field | [7 empty] | NIS | 4503-WZ-DM-T86192705 | 86-TK-1901B |  |  | 8619-LZT-304/8691-SSB-001 | [28 empty] | 8691-SSB-001
| 8619-PT-402 |  | 8619-PD-402 | PRESSURE TRANSMITTER |  |  | AIRH | DCS | Field | [7 empty] | IS | 4503-WZ-DM-T86192710 |  |  |  | 8619-PT-402/8691-DSB-002 | [28 empty] | 8691-DSB-002
| 8619-TT-601 |  | 8619-TD-601 | TEMPERATURE TRANSM. - HEAD MOUNT |  |  | AIRH | DCS | Field | [7 empty] | NIS | 4503-WZ-DM-T86192701 | 86-TK-1901A |  |  | 8619-TT-601/8691-DSB-001 | [28 empty] | 8691-DSB-001
| 8619-TY-601 |  | 8619-TD-601 | E/P POSITIONER |  |  | AORH | DCS | Field | [7 empty] | IS | 4503-WZ-DM-T86192701 |  |  |  | 8619-TY-601/8691-DSB-002 | [28 empty] | 8691-DSB-002
| 8619-TT-602 |  | 8619-TD-602 | TEMPERATURE TRANSM. - HEAD MOUNT |  |  | AIRH | DCS | Field | [7 empty] | NIS | 4503-WZ-DM-T86192701 | 86-TK-1901A |  |  | 8619-TT-602/8691-DSB-001 | [28 empty] | 8691-DSB-001
| 8619-TT-603 |  | 8619-TD-603 | TEMPERATURE TRANSM. - HEAD MOUNT |  |  | AIRH | DCS | Field | [7 empty] | NIS | 4503-WZ-DM-T86192705 | 86-TK-1901B |  |  | 8619-TT-603/8691-DSB-001 | [28 empty] | 8691-DSB-001
| 8619-TY-603 |  | 8619-TD-603 | E/P POSITIONER |  |  | AORH | DCS | Field | [7 empty] | IS | 4503-WZ-DM-T86192705 |  |  |  | 8619-TY-603/8691-DSB-002 | [28 empty] | 8691-DSB-002
| 8619-TT-604 |  | 8619-TD-604 | TEMPERATURE TRANSM. - HEAD MOUNT |  |  | AIRH | DCS | Field | [7 empty] | NIS | 4503-WZ-DM-T86192705 | 86-TK-1901B |  |  | 8619-TT-604/8691-DSB-001 | [28 empty] | 8691-DSB-001
| 3154-FT-251P |  | 3154-FD-251P | FLOW TRANSMITTER - INTEGRAL ORIFICE |  |  | AIRH | DCS | Field | [7 empty] | IS | 4503-FY-VD-BD426T31GEN002 | 31-PK-5201 | 31-PK-5201 |  | 3154-FT-251P/3900-DSB-001 | [28 empty] | 3900-DSB-001
| 3154-FT-252P |  | 3154-FD-252P | FLOW TRANSMITTER - INTEGRAL ORIFICE |  |  | AIRH | DCS | Field | [7 empty] | IS | 4503-FY-VD-BD426T31GEN002 | 31-PK-5201 | 31-PK-5201 |  | 3154-FT-252P/3900-DSB-001 | [28 empty] | 3900-DSB-001
| 3154-PT-451P |  | 3154-PD-451P | PRESSURE TRANSMITTER |  |  | AIRH | DCS | Field | [7 empty] | IS | 4503-FY-VD-BD426T31GEN002 | 31-PK-5201 | 31-PK-5201 |  | 3154-PT-451P/3900-DSB-001 | [28 empty] | 3900-DSB-001
| 8619-XZZSC-801 |  | 8619-XZ-801 | LIMIT SWITCH - CLOSE |  |  | DIR | SIS | Field | [7 empty] | NIS | 4503-WZ-DM-T86192701 |  |  |  | 8619-XZZSC-801/8691-SSB-001 | [28 empty] | 8691-SSB-001
| 8619-XZZSO-801 |  | 8619-XZ-801 | LIMIT SWITCH - OPEN |  |  | DIR | SIS | Field | [7 empty] | NIS | 4503-WZ-DM-T86192701 |  |  |  | 8619-XZZSO-801/8691-SSB-001 | [28 empty] | 8691-SSB-001
| 8619-XZY-801 |  | 8619-XZ-801 | SOLENOID VALVE |  |  | DOR | SIS | Field | [7 empty] | NIS | 4503-WZ-DM-T86192701 |  |  |  | 8619-XZY-801/8691-SSB-001 | [28 empty] | 8691-SSB-001
| 8619-XZZSC-802 |  | 8619-XZ-802 | LIMIT SWITCH - CLOSE |  |  | DIR | SIS | Field | [7 empty] | NIS | 4503-WZ-DM-T86192705 |  |  |  | 8619-XZZSC-802/8691-SSB-001 | [28 empty] | 8691-SSB-001
| 8619-XZZSO-802 |  | 8619-XZ-802 | LIMIT SWITCH - OPEN |  |  | DIR | SIS | Field | [7 empty] | NIS | 4503-WZ-DM-T86192705 |  |  |  | 8619-XZZSO-802/8691-SSB-001 | [28 empty] | 8691-SSB-001
| 8619-XZY-802 |  | 8619-XZ-802 | SOLENOID VALVE |  |  | DOR | DCS | Field | [7 empty] | NIS | 4503-WZ-DM-T86192705 | 86-TK-1901B |  |  | 8619-XZY-802/8691-DSB-001 | [28 empty] | 8691-DSB-001
| 8620-FT-201 |  | 8620-FD-201 | FLOW TRANSMITTER - MAG |  |  | AIRH | DCS | Field |  |  |  |  | 230 VAC |  |  | NIS | 4503-WZ-DM-T86202701 |  |  |  | 8620-FT-201/8620-DSB-001 | [28 empty] | 8620-DSB-001
| 8620-FY-201 |  | 8620-FD-201 | E/P POSITIONER |  |  | AORH | DCS | Field | [7 empty] | NIS | 4503-WZ-DM-T86202701 |  |  |  | 8620-FY-201/8620-DSB-001 | [28 empty] | 8620-DSB-001
| 8620-FT-210 |  | 8620-FD-210 | FLOW TRANSMITTER - MAG |  |  | AIRH | DCS | Field |  |  |  |  | 230 VAC |  |  | NIS | 4503-SZ-DM-T86202002 |  |  |  | 8620-FT-210/8620-DSB-001 | [28 empty] | 8620-DSB-001
| 8620-LT-301 |  | 8620-LD-301 | LEVEL TRANSM. - RADAR |  |  | AIRH | DCS | Field | [7 empty] | NIS | 4503-SZ-DM-T86202001 |  |  |  | 8620-LT-301/8620-DSB-001 | [28 empty] | 8620-DSB-001
| 8620-LT-302 |  | 8620-LD-302 | LEVEL TRANSM. - RADAR |  |  | AIRH | DCS | Field | [7 empty] | NIS | 4503-SZ-DM-T86202001 | 86-TK-2001B |  |  | 8620-LT-302/8620-DSB-001 | [28 empty] | 8620-DSB-001
| 8620-LT-303 |  | 8620-LD-303 | LEVEL TRANSMITTER - dP |  |  | AIRH | DCS | Field | [7 empty] | NIS | 4503-SZ-DM-T86202001 | 86-TK-2001A |  |  | 8620-LT-303/8620-DSB-001 | [28 empty] | 8620-DSB-001
| 8620-LT-304 |  | 8620-LD-304 | LEVEL TRANSMITTER - dP |  |  | AIRH | DCS | Field | [7 empty] | NIS | 4503-SZ-DM-T86202001 | 86-TK-2001B |  |  | 8620-LT-304/8620-DSB-001 | [28 empty] | 8620-DSB-001
| 8620-LT-316P |  | 8620-LD-316P | LEVEL TRANSMITTER |  |  | AIRH | DCS | Field | [7 empty] | NIS | 4503-GG-VD-BD041T0186P2002AB048 | 86-P-2002A | 86-P-2002 A to J |  | 8620-LT-316P/8620-DSB-001 | [28 empty] | 8620-DSB-001
| 8620-LT-326P |  | 8620-LD-326P | LEVEL TRANSMITTER |  |  | AIRH | DCS | Field | [7 empty] | NIS | 4503-GG-VD-BD041T0186P2002AB048 | 86-P-2002A | 86-P-2002 A to J |  | 8620-LT-326P/8620-DSB-001 | [28 empty] | 8620-DSB-001
| 8620-PY-402A |  | 8620-PD-402 | E/P POSITIONER |  |  | AORH | DCS | Field | [7 empty] | NIS | 4503-SZ-DM-T86202003 |  |  |  | 8620-PY-402A/8620-DSB-001 | [28 empty] | 8620-DSB-001
| 8620-PT-402 |  | 8620-PD-402 | PRESSURE TRANSMITTER |  |  | AIRH | DCS | Field | [7 empty] | NIS | 4503-SZ-DM-T86202003 |  |  |  | 8620-PT-402/8620-DSB-001 | [28 empty] | 8620-DSB-001
| 8620-PY-402B |  | 8620-PD-402 | E/P POSITIONER |  |  | AORH | DCS | Field | [7 empty] | NIS | 4503-SZ-DM-T86202003 |  |  |  | 8620-PY-402B/8620-DSB-001 | [28 empty] | 8620-DSB-001
| 8620-PT-403 |  | 8620-PD-403 | PRESSURE TRANSMITTER |  |  | AIRH | DCS | Field | [7 empty] | NIS | 4503-SZ-DM-T86202002 |  |  |  | 8620-PT-403/8620-DSB-001 | [28 empty] | 8620-DSB-001
| 8620-PT-405 |  | 8620-PD-405 | PRESSURE TRANSMITTER |  |  | AIRH | DCS | Field | [7 empty] | NIS | 4503-SZ-DM-T86202002 |  |  |  | 8620-PT-405/8620-DSB-001 | [28 empty] | 8620-DSB-001
| 8620-PT-410 |  | 8620-PD-410 | PRESSURE TRANSMITTER |  |  | AIRH | DCS | Field | [7 empty] | NIS | 4503-SZ-DM-T86202002 |  |  |  | 8620-PT-410/8620-DSB-001 | [28 empty] | 8620-DSB-001
| 8620-PT-423 |  | 8620-PD-423 | PRESSURE TRANSMITTER |  |  | AIRH | DCS | Field | [7 empty] | NIS | 4503-SZ-DM-T86202005 |  |  |  | 8620-PT-423/8620-DSB-001 | [28 empty] | 8620-DSB-001
| 8620-PT-424 |  | 8620-PD-424 | PRESSURE TRANSMITTER |  |  | AIRH | DCS | Field | [7 empty] | NIS | 4503-SZ-DM-T86202004 |  |  |  | 8620-PT-424/8620-DSB-001 | [28 empty] | 8620-DSB-001
| 8620-PY-424 |  | 8620-PD-424 | E/P POSITIONER |  |  | AORH | DCS | Field | [7 empty] | NIS | 4503-SZ-DM-T86202004 |  |  |  | 8620-PY-424/8620-DSB-001 | [28 empty] | 8620-DSB-001
| 8620-PT-450 |  | 8620-PD-450 | PRESSURE TRANSMITTER |  |  | AIRH | DCS | Field | [7 empty] | NIS | 4503-WZ-DM-T86202701 |  |  |  | 8620-PT-450/8620-DSB-001 | [28 empty] | 8620-DSB-001
| 8620-TT-601 |  | 8620-TD-601 | TEMPERATURE TRANSM. - HEAD MOUNT |  |  | AIRH | DCS | Field | [7 empty] | NIS | 4503-SZ-DM-T86202001 | 86-TK-2001A |  |  | 8620-TT-601/8620-DSB-001 | [28 empty] | 8620-DSB-001
| 8620-TT-602 |  | 8620-TD-602 | TEMPERATURE TRANSM. - HEAD MOUNT |  |  | AIRH | DCS | Field | [7 empty] | NIS | 4503-SZ-DM-T86202001 | 86-TK-2001B |  |  | 8620-TT-602/8620-DSB-001 | [28 empty] | 8620-DSB-001
| 8620-TT-603 |  | 8620-TD-603 | TEMPERATURE TRANSM. - HEAD MOUNT |  |  | AIRH | DCS | Field | [7 empty] | NIS | 4503-SZ-DM-T86202001 | 86-TK-2001A |  |  | 8620-TT-603/8620-DSB-001 | [28 empty] | 8620-DSB-001
| 8620-TT-604 |  | 8620-TD-604 | TEMPERATURE TRANSM. - HEAD MOUNT |  |  | AIRH | DCS | Field | [7 empty] | NIS | 4503-SZ-DM-T86202001 | 86-TK-2001B |  |  | 8620-TT-604/8620-DSB-001 | [28 empty] | 8620-DSB-001
| 3154-PT-455P |  | 3154-PD-455P | PRESSURE TRANSMITTER |  |  | AIRH | DCS | Field | [7 empty] | IS | 4503-FY-VD-BD426T31GEN002 | 31-PK-5201 | 31-PK-5201 |  | 3154-PT-455P/3900-DSB-001 | [28 empty] | 3900-DSB-001
| 3154-TT-651P |  | 3154-TD-651P | TEMPERATURE TRANSMITTER |  |  | AIRH | DCS | Field | [7 empty] | IS | 4503-FY-VD-BD426T31GEN002 | 31-PK-5201 | 31-PK-5201 |  | 3154-TT-651P/3900-DSB-001 | [28 empty] | 3900-DSB-001
| 6111-FIT-239P |  | 6111-FD-239 P | FLOW IND. TRANSM. -MAGNETIC REMOTE MOUNT |  |  | AIRH | DCS | Field | [7 empty] | NIS |  |  | 61-PK-1102A | N2_C1 | 6111-DJB-170/6111-DSB-005 | [28 empty] | 6111-DSB-005
| 8640-TT-655P |  | 8640-TD-655P | TEMPERATURE TRANSM. - HEAD MOUNT |  |  | AIRH | DCS | Field | [7 empty] | NIS | 4503-GG-VD-BD026T0186P4001AB110 | 86-P-4001A | 86-P-4001A/B | 86-P-4001_G1 | 8640-TT-655P/8691-DSB-001 | [28 empty] | 8691-DSB-001
| 8620-XZSC-801 |  | 8620-XD-801 | LIMIT SWITCH - CLOSE |  |  | DIR | DCS | Field | [7 empty] | NIS | 4503-SZ-DM-T86202001 |  |  |  | 8620-XZSC-801/8620-DSB-001 | [28 empty] | 8620-DSB-001
| 8620-XZSO-801 |  | 8620-XD-801 | LIMIT SWITCH - OPEN |  |  | DIR | DCS | Field | [7 empty] | NIS | 4503-SZ-DM-T86202001 |  |  |  | 8620-XZSO-801/8620-DSB-001 | [28 empty] | 8620-DSB-001
| 8620-XY-801 |  | 8620-XD-801 | SOLENOID VALVE |  |  | DOR | DCS | Field | [7 empty] | NIS | 4503-SZ-DM-T86202001 |  |  |  | 8620-XY-801/8620-DSB-001 | [28 empty] | 8620-DSB-001
| 8620-XZSC-802 |  | 8620-XD-802 | LIMIT SWITCH - CLOSE |  |  | DIR | DCS | Field | [7 empty] | NIS | 4503-SZ-DM-T86202001 |  |  |  | 8620-XZSC-802/8620-DSB-001 | [28 empty] | 8620-DSB-001
| 8620-XZSO-802 |  | 8620-XD-802 | LIMIT SWITCH - OPEN |  |  | DIR | DCS | Field | [7 empty] | NIS | 4503-SZ-DM-T86202001 |  |  |  | 8620-XZSO-802/8620-DSB-001 | [28 empty] | 8620-DSB-001
| 8620-XY-802 |  | 8620-XD-802 | SOLENOID VALVE |  |  | DOR | DCS | Field | [7 empty] | NIS | 4503-SZ-DM-T86202001 |  |  |  | 8620-XY-802/8620-DSB-001 | [28 empty] | 8620-DSB-001
| 8620-XZSC-803 |  | 8620-XD-803 | LIMIT SWITCH - CLOSE |  |  | DIR | DCS | Field | [7 empty] | NIS | 4503-SZ-DM-T86202001 |  |  |  | 8620-XZSC-803/8620-DSB-001 | [28 empty] | 8620-DSB-001
| 8620-XZSO-803 |  | 8620-XD-803 | LIMIT SWITCH - OPEN |  |  | DIR | DCS | Field | [7 empty] | NIS | 4503-SZ-DM-T86202001 |  |  |  | 8620-XZSO-803/8620-DSB-001 | [28 empty] | 8620-DSB-001
| 8620-XY-803 |  | 8620-XD-803 | SOLENOID VALVE |  |  | DOR | DCS | Field | [7 empty] | NIS | 4503-SZ-DM-T86202001 |  |  |  | 8620-XY-803/8620-DSB-001 | [28 empty] | 8620-DSB-001
| 8620-XZSC-804 |  | 8620-XD-804 | LIMIT SWITCH - CLOSE |  |  | DIR | DCS | Field | [7 empty] | NIS | 4503-SZ-DM-T86202001 |  |  |  | 8620-XZSC-804/8620-DSB-001 | [28 empty] | 8620-DSB-001
| 8620-XZSO-804 |  | 8620-XD-804 | LIMIT SWITCH - OPEN |  |  | DIR | DCS | Field | [7 empty] | NIS | 4503-SZ-DM-T86202001 |  |  |  | 8620-XZSO-804/8620-DSB-001 | [28 empty] | 8620-DSB-001
| 8620-XY-804 |  | 8620-XD-804 | SOLENOID VALVE |  |  | DOR | DCS | Field | [7 empty] | NIS | 4503-SZ-DM-T86202001 |  |  |  | 8620-XY-804/8620-DSB-001 | [28 empty] | 8620-DSB-001
| 8620-XZSC-810 |  | 8620-XD-810 | LIMIT SWITCH - CLOSE |  |  | DIR | DCS | Field | [7 empty] | NIS | 4503-SZ-DM-T86202001 |  |  |  | 8620-XZSC-810/8620-DSB-001 | [28 empty] | 8620-DSB-001
| 8620-XZSO-810 |  | 8620-XD-810 | LIMIT SWITCH - OPEN |  |  | DIR | DCS | Field | [7 empty] | NIS | 4503-SZ-DM-T86202001 |  |  |  | 8620-XZSO-810/8620-DSB-001 | [28 empty] | 8620-DSB-001
| 8620-XY-810 |  | 8620-XD-810 | SOLENOID VALVE |  |  | DOR | DCS | Field | [7 empty] | NIS | 4503-SZ-DM-T86202001 |  |  |  | 8620-XY-810/8620-DSB-001 | [28 empty] | 8620-DSB-001
| 8620-XZSC-815 |  | 8620-XD-815 | LIMIT SWITCH - CLOSE |  |  | DIR | DCS | Field | [7 empty] | NIS | 4503-SZ-DM-T86202001 |  |  |  | 8620-XZSC-815/8620-DSB-001 | [28 empty] | 8620-DSB-001
| 8620-XZSO-815 |  | 8620-XD-815 | LIMIT SWITCH - OPEN |  |  | DIR | DCS | Field | [7 empty] | NIS | 4503-SZ-DM-T86202001 |  |  |  | 8620-XZSO-815/8620-DSB-001 | [28 empty] | 8620-DSB-001
| 8620-XY-815 |  | 8620-XD-815 | SOLENOID VALVE |  |  | DOR | DCS | Field | [7 empty] | NIS | 4503-SZ-DM-T86202001 |  |  |  | 8620-XY-815/8620-DSB-001 | [28 empty] | 8620-DSB-001
| 8640-FT-201 |  | 8640-FD-201 | FLOW TRANSMITTER - VORTEX |  |  | AIRH | DCS | Field | [7 empty] | NIS | 4503-WZ-DM-T86402730 |  |  |  | 8640-FT-201/8691-DSB-001 | [28 empty] | 8691-DSB-001
| 8640-FY-201 |  | 8640-FD-201 | E/P POSITIONER |  |  | AORH | DCS | Field | [7 empty] | NIS | 4503-WZ-DM-T86402730 |  |  |  | 8640-FY-201/8691-DSB-001 | [28 empty] | 8691-DSB-001
| 8640-FT-203 |  | 8640-FD-203 | FLOW TRANSMITTER - VORTEX |  |  | AIRH | DCS | Field | [7 empty] | IS | 4503-WZ-DM-T86402710 |  |  |  | 8640-FT-203/8691-DSB-002 | [28 empty] | 8691-DSB-002
| 8640-FY-203 |  | 8640-FD-203 | E/P POSITIONER |  |  | AORH | DCS | Field | [7 empty] | IS | 4503-WZ-DM-T86402710 |  |  |  | 8640-FY-203/8691-DSB-002 | [28 empty] | 8691-DSB-002
| 8640-LT-301 |  | 8640-LD-301 | LEVEL TRANSMITTER - GW RADAR |  |  | AIRH | DCS | Field | [7 empty] | NIS | 4503-WZ-DM-T86402701 | 86-V-4003 |  |  | 8640-LT-301/8691-DSB-001 | [28 empty] | 8691-DSB-001
| 8640-LT-302 |  | 8640-LD-302 | LEVEL TRANSMITTER - GW RADAR |  |  | AIRH | DCS | Field | [7 empty] | NIS | 4503-WZ-DM-T86402705 | 86-V-4002 |  |  | 8640-LT-302/8691-DSB-001 | [28 empty] | 8691-DSB-001
| 8640-LT-303 |  | 8640-LD-303 | LEVEL TRANSMITTER - GW RADAR |  |  | AIRH | DCS | Field | [7 empty] | NIS | 4503-WZ-DM-T86402715 | 86-V-4004 |  |  | 8640-LT-303/8691-DSB-001 | [28 empty] | 8691-DSB-001
| 8640-LT-305 |  | 8640-LD-305 | LEVEL TRANSMITTER - GW RADAR |  |  | AIRH | DCS | Field | [7 empty] | NIS | 4503-WZ-DM-T86402730 | 86-V-4001 |  |  | 8640-LT-305/8691-DSB-001 | [28 empty] | 8691-DSB-001
| 8640-PDT-401 |  | 8640-PD-401 | PRESSURE DIFFERENTIAL TRANSMITTER |  |  | AIRH | DCS | Field | [7 empty] | NIS | 4503-WZ-DM-T86402705 |  |  |  | 8640-PDT-401/8691-DSB-001 | [28 empty] | 8691-DSB-001
| 8640-PT-401 |  | 8640-PD-401 | PRESSURE TRANSMITTER |  |  | AIRH | DCS | Field | [7 empty] | NIS | 4503-WZ-DM-T86402701 | 86-V-4003 |  |  | 8640-PT-401/8691-DSB-001 | [28 empty] | 8691-DSB-001
| 8640-PT-402 |  | 8640-PD-402 | PRESSURE TRANSMITTER |  |  | AIRH | DCS | Field | [7 empty] | NIS | 4503-WZ-DM-T86402705 |  |  |  | 8640-PT-402/8691-DSB-001 | [28 empty] | 8691-DSB-001
| 8640-PT-403 |  | 8640-PD-403 | PRESSURE TRANSMITTER |  |  | AIRH | DCS | Field | [7 empty] | NIS | 4503-WZ-DM-T86402705 | 86-V-4002 |  |  | 8640-PT-403/8691-DSB-001 | [28 empty] | 8691-DSB-001
| 8640-PT-405 |  | 8640-PD-405 | PRESSURE TRANSMITTER |  |  | AIRH | DCS | Field | [7 empty] | NIS | 4503-WZ-DM-T86402720 |  |  |  | 8640-PT-405/8691-DSB-001 | [28 empty] | 8691-DSB-001
| 8640-PT-406 |  | 8640-PD-406 | PRESSURE TRANSMITTER |  |  | AIRH | DCS | Field | [7 empty] | NIS | 4503-WZ-DM-T86402725 |  |  |  | 8640-PT-406/8691-DSB-001 | [28 empty] | 8691-DSB-001
| 8640-PT-407 |  | 8640-PD-407 | PRESSURE TRANSMITTER |  |  | AIRH | DCS | Field | [7 empty] | IS | 4503-WZ-DM-T86402730 |  |  |  | 8640-PT-407/8691-DSB-002 | [28 empty] | 8691-DSB-002
| 8640-PT-408 |  | 8640-PD-408 | PRESSURE TRANSMITTER |  |  | AIRH | DCS | Field | [7 empty] | NIS | 4503-WZ-DM-T86402730 | 86-V-4001 |  |  | 8640-PT-408/8691-DSB-001 | [28 empty] | 8691-DSB-001
| 8640-PT-504 |  | 8640-PD-504 | PRESSURE TRANSMITTER |  |  | AIRH | DCS | Field | [7 empty] | NIS | 4503-WZ-DM-T86402715 | 86-V-4004 |  |  | 8640-PT-504/8691-DSB-001 | [28 empty] | 8691-DSB-001
| 8640-TT-601 |  | 8640-TD-601 | TEMPERATURE TRANSM. - HEAD MOUNT |  |  | AIRH | DCS | Field | [7 empty] | NIS | 4503-WZ-DM-T86402701 | 86-V-4003 |  |  | 8640-TT-601/8691-DSB-001 | [28 empty] | 8691-DSB-001
| 8640-TT-602 |  | 8640-TD-602 | TEMPERATURE TRANSM. - HEAD MOUNT |  |  | AIRH | DCS | Field | [7 empty] | NIS | 4503-WZ-DM-T86402705 |  |  |  | 8640-TT-602/8691-DSB-001 | [28 empty] | 8691-DSB-001
| 8640-TT-603 |  | 8640-TD-603 | TEMPERATURE TRANSM. - HEAD MOUNT |  |  | AIRH | DCS | Field | [7 empty] | NIS | 4503-WZ-DM-T86402705 | 86-V-4002 |  |  | 8640-TT-603/8691-DSB-001 | [28 empty] | 8691-DSB-001
| 8640-TT-604 |  | 8640-TD-604 | TEMPERATURE TRANSM. - HEAD MOUNT |  |  | AIRH | DCS | Field | [7 empty] | NIS | 4503-WZ-DM-T86402715 | 86-V-4004 |  |  | 8640-TT-604/8691-DSB-001 | [28 empty] | 8691-DSB-001
| 8640-TT-605 |  | 8640-TD-605 | TEMPERATURE TRANSM. - HEAD MOUNT |  |  | AIRH | DCS | Field | [7 empty] | NIS | 4503-WZ-DM-T86402720 |  |  |  | 8640-TT-605/8691-DSB-001 | [28 empty] | 8691-DSB-001
| 8640-TY-605 |  | 8640-TD-605 | E/P POSITIONER |  |  | AORH | DCS | Field | [7 empty] | IS | 4503-WZ-DM-T86402720 |  |  |  | 8640-TY-605/8691-DSB-002 | [28 empty] | 8691-DSB-002
| 8640-TT-606 |  | 8640-TD-606 | TEMPERATURE TRANSM. - HEAD MOUNT |  |  | AIRH | DCS | Field | [7 empty] | NIS | 4503-WZ-DM-T86402725 |  |  |  | 8640-TT-606/8691-DSB-001 | [28 empty] | 8691-DSB-001
| 8640-TY-606 |  | 8640-TD-606 | E/P POSITIONER |  |  | AORH | DCS | Field | [7 empty] | IS | 4503-WZ-DM-T86402725 |  |  |  | 8640-TY-606/8691-DSB-002 | [28 empty] | 8691-DSB-002
| 8640-TT-607 |  | 8640-TD-607 | TEMPERATURE TRANSM. - HEAD MOUNT |  |  | AIRH | DCS | Field | [7 empty] | IS | 4503-WZ-DM-T86402730 |  |  |  | 8640-TT-607/8691-DSB-002 | [28 empty] | 8691-DSB-002
| 8640-TT-608 |  | 8640-TD-608 | TEMPERATURE TRANSM. - HEAD MOUNT |  |  | AIRH | DCS | Field | [7 empty] | NIS | 4503-WZ-DM-T86402730 | 86-V-4001 |  |  | 8640-TT-608/8691-DSB-001 | [28 empty] | 8691-DSB-001
| 8640-TT-651P |  | 8640-TD-651P | TEMPERATURE TRANSM. - HEAD MOUNT |  |  | AIRH | DCS | Field | [7 empty] | NIS | 4503-GG-VD-BD026T0186P4003AB052 | 86-P-4003A | 86-P-4003 A | 89-P-4003_G1 | 8640-TT-651P/8691-DSB-001 | [28 empty] | 8691-DSB-001
| 8640-TT-652P |  | 8640-TD-652P | TEMPERATURE TRANSM. - HEAD MOUNT |  |  | AIRH | DCS | Field | [7 empty] | NIS | 4503-GG-VD-BD026T0186P4003AB052 | 86-P-4003B | 86-P-4003 B | 89-P-4003_G2 | 8640-TT-652P/8691-DSB-001 | [28 empty] | 8691-DSB-001
| 8640-TT-653P |  | 8640-TD-653P | TEMPERATURE TRANSM. - HEAD MOUNT |  |  | AIRH | DCS | Field | [7 empty] | NIS | 4503-GG-VD-BD026T0186P4003AB052 | 86-P-4003A | 86-P-4003 A | 89-P-4003_G1 | 8640-TT-653P/8691-DSB-001 | [28 empty] | 8691-DSB-001
| 8640-TT-654P |  | 8640-TD-654P | TEMPERATURE TRANSM. - HEAD MOUNT |  |  | AIRH | DCS | Field | [7 empty] | NIS | 4503-GG-VD-BD026T0186P4003AB052 | 86-P-4003B | 86-P-4003 B | 89-P-4003_G2 | 8640-TT-654P/8691-DSB-001 | [28 empty] | 8691-DSB-001
| 8640-TT-657P |  | 8640-TD-657P | TEMPERATURE TRANSM. - HEAD MOUNT |  |  | AIRH | DCS | Field | [7 empty] | NIS | 4503-GG-VD-BD026T0186P4001AB110 | 86-P-4001A | 86-P-4001 A | 86-P-4001_G1 | 8640-TT-657P/8691-DSB-001 | [28 empty] | 8691-DSB-001
| 8640-TT-658P |  | 8640-TD-658P | TEMPERATURE TRANSM. - HEAD MOUNT |  |  | AIRH | DCS | Field | [7 empty] | NIS | 4503-GG-VD-BD026T0186P4001AB110 | 86-P-4001B | 86-P-4001 B | 86-P-4001_G2 | 8640-TT-658P/8691-DSB-001 | [28 empty] | 8691-DSB-001
| 8640-TT-659P |  | 8640-TD-659P | TEMPERATURE TRANSM. - HEAD MOUNT |  |  | AIRH | DCS | Field | [7 empty] | NIS | 4503-GG-VD-BD026T0186P4002AB111 | 86-P-4002A | 86-P-4002A/B | 86-P-4002_G1 | 8640-TT-659P/8691-DSB-001 | [28 empty] | 8691-DSB-001
| 8640-TT-660P |  | 8640-TD-660P | TEMPERATURE TRANSM. - HEAD MOUNT |  |  | AIRH | DCS | Field | [7 empty] | NIS | 4503-GG-VD-BD026T0186P4002AB111 | 86-P-4002B | 86-P-4002A/B | 86-P-4002_G2 | 8640-TT-660P/8691-DSB-001 | [28 empty] | 8691-DSB-001
| 8640-TT-661P |  | 8640-TD-661P | TEMPERATURE TRANSM. - HEAD MOUNT |  |  | AIRH | DCS | Field | [7 empty] | NIS | 4503-GG-VD-BD026T0186P4002AB111 | 86-P-4002A | 86-P-4002A/B | 86-P-4002_G1 | 8640-TT-661P/8691-DSB-001 | [28 empty] | 8691-DSB-001
| 8640-TT-662P |  | 8640-TD-662P | TEMPERATURE TRANSM. - HEAD MOUNT |  |  | AIRH | DCS | Field | [7 empty] | NIS | 4503-GG-VD-BD026T0186P4002AB111 | 86-P-4002B | 86-P-4002A/B | 86-P-4002_G2 | 8640-TT-662P/8691-DSB-001 | [28 empty] | 8691-DSB-001
| 8640-XZSC-801 |  | 8640-XD-801 | LIMIT SWITCH - CLOSE |  |  | DIR | DCS | Field | [7 empty] | NIS | 4503-WZ-DM-T86402705 |  |  |  | 8640-XZSC-801/8691-DSB-001 | [28 empty] | 8691-DSB-001
| 8640-XZSO-801 |  | 8640-XD-801 | LIMIT SWITCH - OPEN |  |  | DIR | DCS | Field | [7 empty] | NIS | 4503-WZ-DM-T86402705 |  |  |  | 8640-XZSO-801/8691-DSB-001 | [28 empty] | 8691-DSB-001
| 8640-XY-801 |  | 8640-XD-801 | SOLENOID VALVE |  |  | DOR | DCS | Field | [7 empty] | NIS | 4503-WZ-DM-T86402705 |  |  |  | 8640-XY-801/8691-DSB-001 | [28 empty] | 8691-DSB-001
| 8640-XZSO-805 |  | 8640-XD-805 | LIMIT SWITCH - OPEN |  |  | DIR | DCS | Field | [7 empty] | NIS | 4503-WZ-DM-T86402730 |  |  |  | 8640-XZSO-805/8691-DSB-001 | [28 empty] | 8691-DSB-001
| 8640-XZSC-805 |  | 8640-XD-805 | LIMIT SWITCH - CLOSE |  |  | DIR | DCS | Field | [7 empty] | NIS | 4503-WZ-DM-T86402730 |  |  |  | 8640-XZSC-805/8691-DSB-001 | [28 empty] | 8691-DSB-001
| 8640-XY-805 |  | 8640-XD-805 | SOLENOID VALVE |  |  | DOR | DCS | Field | [7 empty] | NIS | 4503-WZ-DM-T86402730 |  |  |  | 8640-XY-805/8691-DSB-001 | [28 empty] | 8691-DSB-001
| 6111-XL-973P |  | 6111-XD-973 P | LAMP |  |  | DOR | DCS | LP |  |  |  |  | - |  |  | NIS |  | 6111-XLP-180 | 61-PK-1102B | N2_C2 | 6111-XLP-180/6111-DSB-001 | [28 empty] | 6111-DSB-001
| 8640-XS-901 |  | 8640-XD-901 | EARTHING CONTACT |  |  | DIR | DCS | Field | [7 empty] | NIS | 4503-WZ-DM-T86402701 |  |  |  | 8640-XS-901/8691-DSB-001 | [28 empty] | 8691-DSB-001
| 8641-FT-201 |  | 8641-FD-201 | FLOW TRANSMITTER - VORTEX |  |  | AIRH | DCS | Field | [7 empty] | NIS | 4503-WZ-DM-T86412710 |  |  |  | 8641-FT-201/8691-DSB-003 | [28 empty] | 8691-DSB-003
| 8641-FY-201 |  | 8641-FD-201 | E/P POSITIONER |  |  | AORH | DCS | Field | [7 empty] | NIS | 4503-WZ-DM-T86412710 |  |  |  | 8641-FY-201/8691-DSB-003 | [28 empty] | 8691-DSB-003
| 8641-FT-202 |  | 8641-FD-202 | FLOW TRANSMITTER - MAG |  |  | AIRH | DCS | Field |  |  |  |  | 230 VAC |  |  | NIS | 4503-WZ-DM-T86412701 |  |  |  | 8641-FT-202/8691-DSB-003 | [28 empty] | 8691-DSB-003
| 8641-FY-202 |  | 8641-FD-202 | E/P POSITIONER |  |  | AORH | DCS | Field | [7 empty] | NIS | 4503-WZ-DM-T86412701 |  |  |  | 8641-FY-202/8691-DSB-003 | [28 empty] | 8691-DSB-003
| 8641-LT-301 |  | 8641-LD-301 | LEVEL TRANSMITTER - GW RADAR |  |  | AIRH | DCS | Field | [7 empty] | NIS | 4503-WZ-DM-T86412701 | 86-V-4105 |  |  | 8641-LT-301/8691-DSB-003 | [28 empty] | 8691-DSB-003
| 8641-LT-303 |  | 8641-LD-303 | LEVEL TRANSMITTER - GW RADAR |  |  | AIRH | DCS | Field | [7 empty] | NIS | 4503-WZ-DM-T86412710 | 86-TK-6302 |  |  | 8641-LT-303/8691-DSB-003 | [28 empty] | 8691-DSB-003
| 8641-MYCC-804 |  | 8641-MD-804 | MOV -CLOSE COMMAND |  |  | DOR | DCS | Field | [7 empty] | NIS | 4503-WZ-DM-T86412701 |  |  |  | 8641-MOV-804-01/8691-DSB-003 | [28 empty] | 8691-DSB-003
| 8641-MYCO-804 |  | 8641-MD-804 | MOV -OPEN COMMAND |  |  | DOR | DCS | Field | [7 empty] | NIS | 4503-WZ-DM-T86412701 |  |  |  | 8641-MOV-804-01/8691-DSB-003 | [28 empty] | 8691-DSB-003
| 8641-MZSO-804 |  | 8641-MD-804 | MOV -OPEN LIMIT SWITCH |  |  | DIR | DCS | Field | [7 empty] | NIS | 4503-WZ-DM-T86412701 |  |  |  | 8641-MZSO-804/8691-DSB-003 | [28 empty] | 8691-DSB-003
| 8641-MYC-804 |  | 8641-MD-804 | MOV -PERMISSIVE COMMAND |  |  | DOR | DCS | Field | [7 empty] | NIS | 4503-WZ-DM-T86412701 |  |  |  | 8641-MOV-804-02/8691-DSB-003 | [28 empty] | 8691-DSB-003
| 8641-MYCS-804 |  | 8641-MD-804 | MOV -STOP COMMAND |  |  | DOR | DCS | Field | [7 empty] | NIS | 4503-WZ-DM-T86412701 |  |  |  | 8641-MOV-804-02/8691-DSB-003 | [28 empty] | 8691-DSB-003
| 8641-MZSC-804 |  | 8641-MD-804 | MOV -CLOSE LIMIT SWITCH |  |  | DIR | DCS | Field | [7 empty] | NIS | 4503-WZ-DM-T86412701 |  |  |  | 8641-MOV-804-03/8691-DSB-003 | [28 empty] | 8691-DSB-003
| 8641-MZSO-804 |  | 8641-MD-804 | MOV -open LIMIT SWITCH |  |  | DIR | DCS | Field | [7 empty] | NIS | 4503-WZ-DM-T86412701 |  |  |  | 8641-MZSO-804/8691-DSB-003 | [28 empty] | 8691-DSB-003
| 8641-MXA-804A |  | 8641-MD-804 | MOTOR -FAULT |  |  | DIR | DCS | Field | [7 empty] | NIS | 4503-WZ-DM-T86412701 |  |  |  | 8641-MOV-804-04/8691-DSB-003 | [28 empty] | 8691-DSB-003
| 8641-MXA-804B |  | 8641-MD-804 | MOTOR -READY STATUS |  |  | DIR | DCS | Field | [7 empty] | NIS | 4503-WZ-DM-T86412701 |  |  |  | 8641-MOV-804-04/8691-DSB-003 | [28 empty] | 8691-DSB-003
| 8641-MYCC-807 |  | 8641-MD-807 | MOV -CLOSE COMMAND |  |  | DOR | DCS | Field | [7 empty] | NIS | 4503-WZ-DM-T86412701 |  |  |  | 8641-MOV-807-01/8691-DSB-003 | [28 empty] | 8691-DSB-003
| 8641-MYCO-807 |  | 8641-MD-807 | MOV -OPEN COMMAND |  |  | DOR | DCS | Field | [7 empty] | NIS | 4503-WZ-DM-T86412701 |  |  |  | 8641-MOV-807-01/8691-DSB-003 | [28 empty] | 8691-DSB-003
| 8641-MYC-807 |  | 8641-MD-807 | MOV -PERMISSIVE COMMAND |  |  | DOR | DCS | Field | [7 empty] | NIS | 4503-WZ-DM-T86412701 |  |  |  | 8641-MOV-807-02/8691-DSB-003 | [28 empty] | 8691-DSB-003
| 8641-MYCS-807 |  | 8641-MD-807 | MOV -STOP COMMAND |  |  | DOR | DCS | Field | [7 empty] | NIS | 4503-WZ-DM-T86412701 |  |  |  | 8641-MOV-807-02/8691-DSB-003 | [28 empty] | 8691-DSB-003
| 8641-MZSC-807 |  | 8641-MD-807 | MOV -CLOSE LIMIT SWITCH |  |  | DIR | DCS | Field | [7 empty] | NIS | 4503-WZ-DM-T86412701 |  |  |  | 8641-MOV-807-03/8691-DSB-003 | [28 empty] | 8691-DSB-003
| 8641-MZSO-807 |  | 8641-MD-807 | MOV -OPEN LIMIT SWITCH |  |  | DIR | DCS | Field | [7 empty] | NIS | 4503-WZ-DM-T86412701 |  |  |  | 8641-MOV-807-03/8691-DSB-003 | [28 empty] | 8691-DSB-003
| 8641-MXA-807A |  | 8641-MD-807 | MOTOR -FAULT |  |  | DIR | DCS | Field | [7 empty] | NIS | 4503-WZ-DM-T86412701 |  |  |  | 8641-MOV-807-04/8691-DSB-003 | [28 empty] | 8691-DSB-003
| 8641-MXA-807B |  | 8641-MD-807 | MOTOR -READY STATUS |  |  | DIR | DCS | Field | [7 empty] | NIS | 4503-WZ-DM-T86412701 |  |  |  | 8641-MOV-807-04/8691-DSB-003 | [28 empty] | 8691-DSB-003
| 8641-MYCC-808 |  | 8641-MD-808 | MOV -CLOSE COMMAND |  |  | DOR | DCS | Field | [7 empty] | NIS | 4503-WZ-DM-T86412701 |  |  |  | 8641-MOV-808-01/8691-DSB-003 | [28 empty] | 8691-DSB-003
| 8641-MYCO-808 |  | 8641-MD-808 | MOV -OPEN COMMAND |  |  | DOR | DCS | Field | [7 empty] | NIS | 4503-WZ-DM-T86412701 |  |  |  | 8641-MOV-808-01/8691-DSB-003 | [28 empty] | 8691-DSB-003
| 8641-MYC-808 |  | 8641-MD-808 | MOV -PERMISSIVE COMMAND |  |  | DOR | DCS | Field | [7 empty] | NIS | 4503-WZ-DM-T86412701 |  |  |  | 8641-MOV-808-02/8691-DSB-003 | [28 empty] | 8691-DSB-003
| 8641-MYCS-808 |  | 8641-MD-808 | MOV -STOP COMMAND |  |  | DOR | DCS | Field | [7 empty] | NIS | 4503-WZ-DM-T86412701 |  |  |  | 8641-MOV-808-02/8691-DSB-003 | [28 empty] | 8691-DSB-003
| 8641-MZSC-808 |  | 8641-MD-808 | MOV -CLOSE LIMIT SWITCH |  |  | DIR | DCS | Field | [7 empty] | NIS | 4503-WZ-DM-T86412701 |  |  |  | 8641-MOV-808-03/8691-DSB-003 | [28 empty] | 8691-DSB-003
| 8641-MZSO-808 |  | 8641-MD-808 | MOV -OPEN LIMIT SWITCH |  |  | DIR | DCS | Field | [7 empty] | NIS | 4503-WZ-DM-T86412701 |  |  |  | 8641-MOV-808-03/8691-DSB-003 | [28 empty] | 8691-DSB-003
| 8641-MXA-808A |  | 8641-MD-808 | MOTOR -FAULT |  |  | DIR | DCS | Field | [7 empty] | NIS | 4503-WZ-DM-T86412701 |  |  |  | 8641-MOV-808-04/8691-DSB-003 | [28 empty] | 8691-DSB-003
| 8641-MXA-808B |  | 8641-MD-808 | MOTOR -READY STATUS |  |  | DIR | DCS | Field | [7 empty] | NIS | 4503-WZ-DM-T86412701 |  |  |  | 8641-MOV-808-04/8691-DSB-003 | [28 empty] | 8691-DSB-003
| 8641-MYCC-812 |  | 8641-MD-812 | MOV -CLOSE COMMAND |  |  | DOR | DCS | Field | [7 empty] | NIS | 4503-WZ-DM-T86412701 |  |  |  | 8641-MOV-812-01/8691-DSB-003 | [28 empty] | 8691-DSB-003
| 8641-MYCO-812 |  | 8641-MD-812 | MOV -OPEN COMMAND |  |  | DOR | DCS | Field | [7 empty] | NIS | 4503-WZ-DM-T86412701 |  |  |  | 8641-MOV-812-01/8691-DSB-003 | [28 empty] | 8691-DSB-003
| 8641-MYCS-812 |  | 8641-MD-812 | MOV -STOP COMMAND |  |  | DOR | DCS | Field | [7 empty] | NIS | 4503-WZ-DM-T86412701 |  |  |  | 8641-MOV-812-02/8691-DSB-003 | [28 empty] | 8691-DSB-003
| 8641-MZSC-812 |  | 8641-MD-812 | MOV -CLOSE LIMIT SWITCH |  |  | DIR | DCS | Field | [7 empty] | NIS | 4503-WZ-DM-T86412701 |  |  |  | 8641-MOV-812-03/8691-DSB-003 | [28 empty] | 8691-DSB-003
| 8641-MZSO-812 |  | 8641-MD-812 | MOV -OPEN LIMIT SWITCH |  |  | DIR | DCS | Field | [7 empty] | NIS | 4503-WZ-DM-T86412701 |  |  |  | 8641-MOV-812-03/8691-DSB-003 | [28 empty] | 8691-DSB-003
| 8641-MIC-812 |  | 8641-MD-812 | MOV -CLOSED INDICATION |  |  | DIR | DCS | Field | [7 empty] | NIS | 4503-WZ-DM-T86412701 |  |  |  | 8641-MOV-812-04/8691-DSB-003 | [28 empty] | 8691-DSB-003
| 8641-PT-411 |  | 8641-PD-411 | PRESSURE TRANSMITTER |  |  | AIRH | DCS | Field | [7 empty] | NIS | 4503-WZ-DM-T86412715 |  |  |  | 8641-PT-411/8691-DSB-003 | [28 empty] | 8691-DSB-003
| 8641-PT-420 |  | 8641-PD-420 | PRESSURE TRANSMITTER |  |  | AIRH | DCS | Field | [7 empty] | NIS | 4503-WZ-DM-T86412701 |  |  |  | 8641-PT-420/8691-DSB-003 | [28 empty] | 8691-DSB-003
| 8641-PT-421 |  | 8641-PD-421 | PRESSURE TRANSMITTER |  |  | AIRH | DCS | Field | [7 empty] | NIS | 4503-WZ-DM-T86412701 | 86-V-4105 |  |  | 8641-PT-421/8691-DSB-003 | [28 empty] | 8691-DSB-003
| 8641-PY-421 |  | 8641-PD-421 | E/P POSITIONER |  |  | AORH | DCS | Field | [7 empty] | NIS | 4503-WZ-DM-T86412701 |  |  |  | 8641-PY-421/8691-DSB-003 | [28 empty] | 8691-DSB-003
| 8641-TT-601 |  | 8641-TD-601 | TEMPERATURE TRANSM. - HEAD MOUNT |  |  | AIRH | DCS | Field | [7 empty] | NIS | 4503-WZ-DM-T86412710 | 86-TK-6302 |  |  | 8641-TT-601/8691-DSB-003 | [28 empty] | 8691-DSB-003
| 8641-TT-602 |  | 8641-TD-602 | TEMPERATURE TRANSM. - HEAD MOUNT |  |  | AIRH | DCS | Field | [7 empty] | NIS | 4503-WZ-DM-T86412701 |  |  |  | 8641-TT-602/8691-DSB-003 | [28 empty] | 8691-DSB-003
| 8641-TT-608 |  | 8641-TD-608 | TEMPERATURE TRANSM. - HEAD MOUNT |  |  | AIRH | DCS | Field | [7 empty] | NIS | 4503-WZ-DM-T86412701 | 86-V-4105 |  |  | 8641-TT-608/8691-DSB-003 | [28 empty] | 8691-DSB-003
| 8641-TT-611 |  | 8641-TD-611 | TEMPERATURE TRANSM. - HEAD MOUNT |  |  | AIRH | DCS | Field | [7 empty] | NIS | 4503-WZ-DM-T86412715 |  |  |  | 8641-TT-611/8691-DSB-003 | [28 empty] | 8691-DSB-003
| 8641-TY-611 |  | 8641-TD-611 | E/P POSITIONER |  |  | AORH | DCS | Field | [7 empty] | IS | 4503-WZ-DM-T86412715 |  |  |  | 8641-TY-611/8691-DSB-003 | [28 empty] | 8691-DSB-003
| 8641-TT-612 |  | 8641-TD-612 | TEMPERATURE TRANSM. - HEAD MOUNT |  |  | AIRH | DCS | Field | [7 empty] | NIS | 4503-WZ-DM-T86412715 |  |  |  | 8641-TT-612/8691-DSB-003 | [28 empty] | 8691-DSB-003
| 8641-TY-612 |  | 8641-TD-612 | E/P POSITIONER |  |  | AORH | DCS | Field | [7 empty] | IS | 4503-WZ-DM-T86412715 |  |  |  | 8641-TY-612/8691-DSB-003 | [28 empty] | 8691-DSB-003
| 8641-TT-651P |  | 8641-TD-651P | TEMPERATURE TRANSM. - HEAD MOUNT |  |  | AIRH | DCS | Field | [7 empty] | NIS | 4503-GG-VD-BD018T0186P6302AB067 | 86-P-6302A |  |  | 8641-TT-651P/8691-DSB-003 | [28 empty] | 8691-DSB-003
| 8641-TT-652P |  | 8641-TD-652P | TEMPERATURE TRANSM. - HEAD MOUNT |  |  | AIRH | DCS | Field | [7 empty] | NIS | 4503-GG-VD-BD018T0186P6302AB067 | 86-P-6302A |  |  | 8641-TT-652P/8691-DSB-003 | [28 empty] | 8691-DSB-003
| 8641-TT-653P |  | 8641-TD-653P | TEMPERATURE TRANSM. - HEAD MOUNT |  |  | AIRH | DCS | Field | [7 empty] | NIS | 4503-GG-VD-BD018T0186P6302AB067 | 86-P-6302B |  |  | 8641-TT-653P/8691-DSB-003 | [28 empty] | 8691-DSB-003
| 8641-TT-654P |  | 8641-TD-654P | TEMPERATURE TRANSM. - HEAD MOUNT |  |  | AIRH | DCS | Field | [7 empty] | NIS | 4503-GG-VD-BD018T0186P6302AB067 | 86-P-6302B |  |  | 8641-TT-654P/8691-DSB-003 | [28 empty] | 8691-DSB-003
| 8641-XZSC-811 |  | 8641-XD-811 | LIMIT SWITCH - CLOSE |  |  | DIR | DCS | Field | [7 empty] | NIS | 4503-WZ-DM-T86412710 |  |  |  | 8641-XZSC-811/8691-DSB-003 | [28 empty] | 8691-DSB-003
| 8641-XZSO-811 |  | 8641-XD-811 | LIMIT SWITCH - OPEN |  |  | DIR | DCS | Field | [7 empty] | NIS | 4503-WZ-DM-T86412710 |  |  |  | 8641-XZSO-811/8691-DSB-003 | [28 empty] | 8691-DSB-003
| 8641-XY-811 |  | 8641-XD-811 | SOLENOID VALVE |  |  | DOR | DCS | Field | [7 empty] | NIS | 4503-WZ-DM-T86412710 |  |  |  | 8641-XY-811/8691-DSB-003 | [28 empty] | 8691-DSB-003
| 8641-XZSC-815 |  | 8641-XD-815 | LIMIT SWITCH - CLOSE |  |  | DIR | DCS | Field | [7 empty] | NIS | 4503-WZ-DM-T86412701 |  |  |  | 8641-XZSC-815/8691-DSB-003 | [28 empty] | 8691-DSB-003
| 8641-XZSO-815 |  | 8641-XD-815 | LIMIT SWITCH - OPEN |  |  | DIR | DCS | Field | [7 empty] | NIS | 4503-WZ-DM-T86412701 |  |  |  | 8641-XZSO-815/8691-DSB-003 | [28 empty] | 8691-DSB-003
| 8641-XY-815 |  | 8641-XD-815 | SOLENOID VALVE |  |  | DOR | DCS | Field | [7 empty] | NIS | 4503-WZ-DM-T86412701 |  |  |  | 8641-XY-815/8691-DSB-003 | [28 empty] | 8691-DSB-003
| 8641-XS-981 |  | 8641-XD-981 | EARTHING CONTACT |  |  | DIR | DCS | Field | [7 empty] | NIS | 4503-WZ-DM-T86412710 |  |  |  | 8641-XS-981/8691-DSB-003 | [28 empty] | 8691-DSB-003
| 6111-XL-974P |  | 6111-XD-974 P | LAMP |  |  | DOR | DCS | LP |  |  |  |  | - |  |  | NIS |  | 6111-XLP-180 | 61-PK-1102B | N2_C2 | 6111-XLP-180/6111-DSB-001 | [28 empty] | 6111-DSB-001
| 8651-PT-401 |  | 8651-PD-401 | PRESSURE TRANSMITTER |  |  | AIRH | DCS | Field | [7 empty] | IS | 4503-WZ-DM-T86512705 |  |  |  | 8651-PT-401/8909-DSB-001 | [28 empty] | 8909-DSB-001
| 8651-PY-401 |  | 8651-PD-401 | E/P POSITIONER |  |  | AORH | DCS | Field | [7 empty] | IS | 4503-WZ-DM-T86512705 |  |  |  | 8651-PY-401/8909-DSB-001 | [28 empty] | 8909-DSB-001
| 8651-PT-411 |  | 8651-PD-411 | PRESSURE TRANSMITTER |  |  | AIRH | DCS | Field | [7 empty] | IS | 4503-WZ-DM-T86512710 |  |  |  | 8651-PT-411/8909-DSB-001 | [28 empty] | 8909-DSB-001
| 8651-PY-411 |  | 8651-PD-411 | E/P POSITIONER |  |  | AORH | DCS | Field | [7 empty] | IS | 4503-WZ-DM-T86512710 |  |  |  | 8651-PY-411/8909-DSB-001 | [28 empty] | 8909-DSB-001
| 8651-PT-412 |  | 8651-PD-412 | PRESSURE TRANSMITTER |  |  | AIRH | DCS | Field | [7 empty] | IS | 4503-WZ-DM-T86512710 |  |  |  | 8651-PT-412/8909-DSB-001 | [28 empty] | 8909-DSB-001
| 8651-PT-413 |  | 8651-PD-413 | PRESSURE TRANSMITTER |  |  | AIRH | DCS | Field | [7 empty] | IS | 4503-WZ-DM-T86512710 | 86-V-5102 |  |  | 8651-PT-413/8909-DSB-001 | [28 empty] | 8909-DSB-001
| 8651-PT-429 |  | 8651-PD-429 | PRESSURE TRANSMITTER |  |  | AIRH | DCS | Field | [7 empty] | IS | 4503-WZ-DM-T86512705 |  |  |  | 8651-PT-429/8909-DSB-001 | [28 empty] | 8909-DSB-001
| 8651-PT-430 |  | 8651-PD-430 | PRESSURE TRANSMITTER |  |  | AIRH | DCS | Field | [7 empty] | IS | 4503-WZ-DM-T86512705 | 86-V-5101 |  |  | 8651-PT-430/8909-DSB-001 | [28 empty] | 8909-DSB-001
| 8651-TT-651 |  | 8651-TD-651 | TEMPERATURE TRANSM. - HEAD MOUNT |  |  | AIRH | DCS | Field | [7 empty] | IS | 4503-WZ-DM-T86512705 | 86-V-5101 |  |  | 8651-TT-651/8909-DSB-001 | [28 empty] | 8909-DSB-001
| 8651-TT-653 |  | 8651-TD-653 | TEMPERATURE TRANSM. - HEAD MOUNT |  |  | AIRH | DCS | Field | [7 empty] | IS | 4503-WZ-DM-T86512710 | 86-V-5102 |  |  | 8651-TT-653/8909-DSB-001 | [28 empty] | 8909-DSB-001
| 8651-XZSC-818 |  | 8651-XD-818 | LIMIT SWITCH - CLOSE |  |  | DIR | DCS | Field | [7 empty] | IS | 4503-WZ-DM-T86512705 |  |  |  | 8651-XZSC-818/8909-DSB-001 | [28 empty] | 8909-DSB-001
| 8651-XZSO-818 |  | 8651-XD-818 | LIMIT SWITCH - OPEN |  |  | DIR | DCS | Field | [7 empty] | IS | 4503-WZ-DM-T86512705 |  |  |  | 8651-XZSO-818/8909-DSB-001 | [28 empty] | 8909-DSB-001
| 8651-XY-818 |  | 8651-XD-818 | SOLENOID VALVE |  |  | DOR | DCS | Field | [7 empty] | NIS | 4503-WZ-DM-T86512705 |  |  |  | 8651-XY-818/8909-DSB-001 | [28 empty] | 8909-DSB-001
| 8651-XZSC-819 |  | 8651-XD-819 | LIMIT SWITCH - CLOSE |  |  | DIR | DCS | Field | [7 empty] | IS | 4503-WZ-DM-T86512710 |  |  |  | 8651-XZSC-819/8909-DSB-001 | [28 empty] | 8909-DSB-001
| 8651-XZSO-819 |  | 8651-XD-819 | LIMIT SWITCH - OPEN |  |  | DIR | DCS | Field | [7 empty] | IS | 4503-WZ-DM-T86512710 |  |  |  | 8651-XZSO-819/8909-DSB-001 | [28 empty] | 8909-DSB-001
| 8651-XY-819 |  | 8651-XD-819 | SOLENOID VALVE |  |  | DOR | DCS | Field | [7 empty] | NIS | 4503-WZ-DM-T86512710 |  |  |  | 8651-XY-819/8909-DSB-001 | [28 empty] | 8909-DSB-001
| 8651-XZSC-820 |  | 8651-XD-820 | LIMIT SWITCH - CLOSE |  |  | DIR | DCS | Field | [7 empty] | IS | 4503-WZ-DM-T86512705 |  |  |  | 8651-XZSC-820/8909-DSB-001 | [28 empty] | 8909-DSB-001
| 8651-XZSO-820 |  | 8651-XD-820 | LIMIT SWITCH - OPEN |  |  | DIR | DCS | Field | [7 empty] | IS | 4503-WZ-DM-T86512705 |  |  |  | 8651-XZSO-820/8909-DSB-001 | [28 empty] | 8909-DSB-001
| 8651-XY-820 |  | 8651-XD-820 | SOLENOID VALVE |  |  | DOR | DCS | Field | [7 empty] | NIS | 4503-WZ-DM-T86512705 |  |  |  | 8651-XY-820/8909-DSB-001 | [28 empty] | 8909-DSB-001
| 8651-XZSC-821 |  | 8651-XD-821 | LIMIT SWITCH - CLOSE |  |  | DIR | DCS | Field | [7 empty] | IS | 4503-WZ-DM-T86512710 |  |  |  | 8651-XZSC-821/8909-DSB-001 | [28 empty] | 8909-DSB-001
| 8651-XZSO-821 |  | 8651-XD-821 | LIMIT SWITCH - OPEN |  |  | DIR | DCS | Field | [7 empty] | IS | 4503-WZ-DM-T86512710 |  |  |  | 8651-XZSO-821/8909-DSB-001 | [28 empty] | 8909-DSB-001
| 8651-XY-821 |  | 8651-XD-821 | SOLENOID VALVE |  |  | DOR | DCS | Field | [7 empty] | NIS | 4503-WZ-DM-T86512710 |  |  |  | 8651-XY-821/8909-DSB-001 | [28 empty] | 8909-DSB-001
| 8670-LT-301 |  | 8670-LD-301 | LEVEL TRANSM. - GWR EXT. CHAMBER |  |  | AIRH | DCS | Field | [7 empty] | IS | 4503-VZ-DM-T86702001 | 86-V-7001 |  |  | 8670-LT-301/3140-DSB-001 | [28 empty] | 3140-DSB-001
| 8670-TT-601 |  | 8670-TD-601 | TEMPERATURE TRANSM. - HEAD MOUNT |  |  | AIRH | DCS | Field | [7 empty] | IS | 4503-VZ-DM-T86702001 | 86-V-7001 |  |  | 8670-TT-601/3900-DSB-011 | [28 empty] | 3900-DSB-011
| 8682-FT-212 |  | 8682-FD-212 | FLOW TRANSMITTER - MAG |  |  | AIRH | DCS | Field |  |  |  |  | 230 VAC |  |  | NIS | 4503-WZ-DM-T86822705 |  |  |  | 8682-FT-212/8909-DSB-001 | [28 empty] | 8909-DSB-001
| 8682-FT-214 |  | 8682-FD-214 | FLOW TRANSMITTER - MAG |  |  | AIRH | DCS | Field |  |  |  |  | 230 VAC |  |  | NIS | 4503-WZ-DM-T86822710 |  |  |  | 8682-FT-214/8691-DSB-002 | [28 empty] | 8691-DSB-002
| 8682-FT-215 |  | 8682-FD-215 | FLOW TRANSMITTER - MAG |  |  | AIRH | DCS | Field |  |  |  |  | 230 VAC |  |  | NIS | 4503-WZ-DM-T86822715 |  |  |  | 8682-FT-215/8691-DSB-001 | [28 empty] | 8691-DSB-001
| 8682-FT-216 |  | 8682-FD-216 | FLOW TRANSMITTER - MAG |  |  | AIRH | DCS | Field |  |  |  |  | 230 VAC |  |  | IS | 4503-WZ-DM-T86822720 |  |  |  | 8682-FT-216/8691-DSB-002 | [28 empty] | 8691-DSB-002
| 8682-LT-307 |  | 8682-LD-307 | LEVEL TRANSMITTER - GW RADAR |  |  | AIRH | DCS | Field | [7 empty] | IS | 4503-WZ-DM-T86822705 | 86-SU-8202 |  |  | 8682-LT-307/8909-DSB-001 | [28 empty] | 8909-DSB-001
| 8682-LT-308 |  | 8682-LD-308 | LEVEL TRANSMITTER - GW RADAR |  |  | AIRH | DCS | Field | [7 empty] | IS | 4503-WZ-DM-T86822710 | 86-SU-8203 |  |  | 8682-LT-308/8620-DSB-001 | [28 empty] | 8620-DSB-001
| 3153-TS-744P |  | 3153-TD-744 P | TEMPERATURE SWITCH |  |  | DIR | DCS | Field | [7 empty] | NIS | 4503-GP-VD-BD008T3131PK5206049 | 31-E-5338 | 31-PK-5206B | VRC_C2 | 3153-DJB-191/3900-DSB-016 | [28 empty] | 3900-DSB-016
| 8682-LT-310 |  | 8682-LD-310 | LEVEL TRANSMITTER - GW RADAR |  |  | AIRH | DCS | Field | [7 empty] | IS | 4503-WZ-DM-T86822720 | 86-SU-8206 |  |  | 8682-LT-310/8691-DSB-002 | [28 empty] | 8691-DSB-002
| 8682-PT-434 |  | 8682-PD-434 | PRESSURE TRANSMITTER |  |  | AIRH | DCS | Field | [7 empty] | IS | 4503-WZ-DM-T86822705 |  |  |  | 8682-PT-434/8909-DSB-001 | [28 empty] | 8909-DSB-001
| 8682-PT-437 |  | 8682-PD-437 | PRESSURE TRANSMITTER |  |  | AIRH | DCS | Field | [7 empty] | NIS | 4503-WZ-DM-T86822710 |  |  |  | 8682-PT-437/8620-DSB-001 | [28 empty] | 8620-DSB-001
| 8682-PT-443 |  | 8682-PD-443 | PRESSURE TRANSMITTER |  |  | AIRH | DCS | Field | [7 empty] | NIS | 4503-WZ-DM-T86822715 |  |  |  | 8682-PT-443/8620-DSB-001 | [28 empty] | 8620-DSB-001
| 8682-PT-450 |  | 8682-PD-450 | PRESSURE TRANSMITTER |  |  | AIRH | DCS | Field | [7 empty] | IS | 4503-WZ-DM-T86822720 |  |  |  | 8682-PT-450/8691-DSB-002 | [28 empty] | 8691-DSB-002
| 8682-TT-614 |  | 8682-TD-614 | TEMPERATURE TRANSM. - HEAD MOUNT |  |  | AIRH | DCS | Field | [7 empty] | IS | 4503-WZ-DM-T86822705 | 86-SU-8202 |  |  | 8682-TT-614/8909-DSB-001 | [28 empty] | 8909-DSB-001
| 8682-TT-616 |  | 8682-TD-616 | TEMPERATURE TRANSM. - HEAD MOUNT |  |  | AIRH | DCS | Field | [7 empty] | IS | 4503-WZ-DM-T86822710 | 86-SU-8203 |  |  | 8682-TT-616/8620-DSB-001 | [28 empty] | 8620-DSB-001
| 8682-TT-618 |  | 8682-TD-618 | TEMPERATURE TRANSM. - HEAD MOUNT |  |  | AIRH | DCS | Field | [7 empty] | IS | 4503-WZ-DM-T86822715 | 86-SU-8204 |  |  | 8682-TT-618/8620-DSB-001 | [28 empty] | 8620-DSB-001
| 8682-TT-620 |  | 8682-TD-620 | TEMPERATURE TRANSM. - HEAD MOUNT |  |  | AIRH | DCS | Field | [7 empty] | IS | 4503-WZ-DM-T86822720 | 86-SU-8206 |  |  | 8682-TT-620/8691-DSB-002 | [28 empty] | 8691-DSB-002
| 8683-FT-207 |  | 8683-FD-207 | FLOW TRANSMITTER - MAG |  |  | AIRH | DCS | Field |  |  |  |  | 230 VAC |  |  | NIS | 4503-WZ-DM-T86832701 |  |  |  | 8683-FT-207/8691-DSB-002 | [28 empty] | 8691-DSB-002
| 8682-LT-309 |  | 8682-LD-309 | LEVEL TRANSMITTER - GW RADAR |  |  | AIRH | DCS | Field | [7 empty] | IS | 4503-WZ-DM-T86822715 | 86-SU-8204 |  |  | 8682-LT-309/8620-DSB-001 | [28 empty] | 8620-DSB-001
| 3153-TS-745P |  | 3153-TD-745 P | TEMPERATURE SWITCH |  |  | DIR | DCS | Field | [7 empty] | NIS | 4503-GP-VD-BD008T3131PK5206049 | 31-E-5338 | 31-PK-5206B | VRC_C2 | 3153-DJB-191/3900-DSB-016 | [28 empty] | 3900-DSB-016
| 8683-LT-310 |  | 8683-LD-310 | LEVEL TRANSM. - RADAR |  |  | AIRH | DCS | Field | [7 empty] | NIS | 4503-WZ-DM-T86832701 | 86-SU-8302 |  |  | 8683-LT-310/8691-DSB-001 | [28 empty] | 8691-DSB-001
| 3153-TS-758P |  | 3153-TD-758 P | TEMPERATURE SWITCH |  |  | DIR | DCS | Field | [7 empty] | NIS | 4503-GP-VD-BD008T3131PK5206049 | 31-E-5337 | 31-PK-5206B | VRC_C2 | 3153-DJB-192/3900-DSB-016 | [28 empty] | 3900-DSB-016
| 8683-PT-413 |  | 8683-PD-413 | PRESSURE TRANSMITTER |  |  | AIRH | DCS | Field | [7 empty] | NIS | 4503-WZ-DM-T86832701 |  |  |  | 8683-PT-413/8691-DSB-001 | [28 empty] | 8691-DSB-001
| 8683-TT-602 |  | 8683-TD-602 | TEMPERATURE TRANSM. - HEAD MOUNT |  |  | AIRH | DCS | Field | [7 empty] | NIS | 4503-WZ-DM-T86832701 | 86-SU-8302 |  |  | 8683-TT-602/8691-DSB-001 | [28 empty] | 8691-DSB-001
| 3153-FIT-295P |  | 3153-FD-295 P | FLOW IND. TRANSM. -MAGNETIC REMOTE MOUNT |  |  | AIRH | DCS | Field | [7 empty] | IS | 4503-GP-VD-BD008T3131PK5206049 |  | 31-PK-5206B | VRC_C2 | 3153-DJB-290/3900-DSB-016 | [28 empty] | 3900-DSB-016
| 3153-LT-382P |  | 3153-LD-382 P | LEVEL TRANSM. - GWR EXT. CHAMBER |  |  | AIRH | DCS | Field | [7 empty] | IS | 4503-GP-VD-BD008T3131PK5206049 | 31-V-5321 | 31-PK-5206B | VRC_C2 | 3153-DJB-290/3900-DSB-016 | [28 empty] | 3900-DSB-016
| 3153-LT-384P |  | 3153-LD-384 P | LEVEL TRANSM. - GWR EXT. CHAMBER |  |  | AIRH | DCS | Field | [7 empty] | IS | 4503-GP-VD-BD008T3131PK5206049 | 31-V-5323 | 31-PK-5206B | VRC_C2 | 3153-DJB-290/3900-DSB-016 | [28 empty] | 3900-DSB-016
| 3153-PDIT-540P |  | 3153-PD-540 P | PRESSURE DIFFERENTIAL IND XMTR |  |  | AIRH | DCS | Field | [7 empty] | IS |  |  | 31-PK-5206B | VRC_C2 | 3153-DJB-290/3900-DSB-016 | [28 empty] | 3900-DSB-016
| 8919-FSH-215P |  | 8919-FD-215P | FLOW SWITCH - HIGH |  |  | DIR | DCS | Field | [7 empty] | NIS | 4503-SZ-DM-T89192001 | 8640-SS-1001 | SS008000 |  | 8919-FSH-215P/8691-DSB-001 | [28 empty] | 8691-DSB-001
| 8919-FSH-221P |  | 8919-FD-221P | FLOW SWITCH - HIGH |  |  | DIR | DCS | Field | [7 empty] | NIS | 4503-SZ-DM-T89192002 | 6110-SS-1001 | SS008000 |  | 8919-FSH-221P/6190-DSB-007 | [28 empty] | 6190-DSB-007
| 5110-XIC-802B |  | 5110-XZ-802 | LAMP |  |  | DOR | DCS | LP | [7 empty] | NIS | 4503-VZ-DM-T51102001 |  |  |  | 5110-XIC-802B/5110-DSB-002 | [28 empty] | 5110-DSB-002
| 5110-HSC-153 |  | 5110-XZ-806 | HAND SWITCH |  |  | DIR | DCS | LP | [7 empty] | NIS | 4503-VZ-DM-T51102001 |  |  |  | 5110-HSC-153/5110-DSB-002 | [28 empty] | 5110-DSB-002
| 5110-HSO-150 |  | 5110-XZ-802 | HAND SWITCH |  |  | DIR | DCS | LP | [7 empty] | NIS | 4503-VZ-DM-T51102001 |  |  |  | 5110-HSO-150/5110-DSB-002 | [28 empty] | 5110-DSB-002
| 8919-FSH-229P |  | 8919-FD-229P | FLOW SWITCH - HIGH |  |  | DIR | DCS | Field | [7 empty] | NIS | 4503-SZ-DM-T89192002 | 5120-SS-1002 | SS008000 |  | 8919-FSH-229P/5120-DSB-003 | [28 empty] | 5120-DSB-003
| 8919-FSH-230P |  | 8919-FD-230P | FLOW SWITCH - HIGH |  |  | DIR | DCS | Field | [7 empty] | NIS | 4503-SZ-DM-T89192002 | 5120-SS-1003 | SS008000 |  | 8919-FSH-230P/5120-DSB-003 | [28 empty] | 5120-DSB-003
| 8919-FSH-231P |  | 8919-FD-231P | FLOW SWITCH - HIGH |  |  | DIR | DCS | Field | [7 empty] | NIS | 4503-SZ-DM-T89192002 | 5120-SS-1004 | SS008000 |  | 8919-FSH-231P/5120-DSB-003 | [28 empty] | 5120-DSB-003
| 8919-FSH-232P |  | 8919-FD-232P | FLOW SWITCH - HIGH |  |  | DIR | DCS | Field | [7 empty] | NIS | 4503-SZ-DM-T89192002 | 5120-SS-1005 | SS008000 |  | 8919-FSH-232P/5120-DSB-003 | [28 empty] | 5120-DSB-003
| 8919-FSH-233P |  | 8919-FD-233P | FLOW SWITCH - HIGH |  |  | DIR | DCS | Field | [7 empty] | NIS | 4503-SZ-DM-T89192003 | 3140-SS-2001 | SS008000 |  | 8919-FSH-233P/3140-DSB-002 | [28 empty] | 3140-DSB-002
| 8919-FSH-234P |  | 8919-FD-234P | FLOW SWITCH - HIGH |  |  | DIR | DCS | Field | [7 empty] | NIS | 4503-SZ-DM-T89192003 | 3140-SS-1002 | SS008000 |  | 8919-FSH-234P/3140-DSB-002 | [28 empty] | 3140-DSB-002
| 8919-FSH-236P |  | 8919-FD-236P | FLOW SWITCH - HIGH |  |  | DIR | DCS | Field | [7 empty] | NIS | 4503-SZ-DM-T89192003 | 3670-SS-1001 | SS008000 |  | 8919-FSH-236P/3900-DSB-006 | [28 empty] | 3900-DSB-006
| 8919-FSH-237P |  | 8919-FD-237P | FLOW SWITCH - HIGH |  |  | DIR | DCS | Field | [7 empty] | NIS | 4503-SZ-DM-T89192003 | 3670-SS-1003 | SS008000 |  | 8919-FSH-237P/3900-DSB-006 | [28 empty] | 3900-DSB-006
| 8919-FSH-238P |  | 8919-FD-238P | FLOW SWITCH - HIGH |  |  | DIR | DCS | Field | [7 empty] | NIS | 4503-SZ-DM-T89192003 | 3670-SS-1002 | SS008000 |  | 8919-FSH-238P/3900-DSB-006 | [28 empty] | 3900-DSB-006
| 8919-FSH-241P |  | 8919-FD-241P | FLOW SWITCH - HIGH |  |  | DIR | DCS | Field | [7 empty] | NIS | 4503-SZ-DM-T89192004 | 6814-SS-2001 | SS008000 |  | 8919-FSH-241P/6814-DSB-001 | [28 empty] | 6814-DSB-001
| 8919-FSH-242P |  | 8919-FD-242P | FLOW SWITCH - HIGH |  |  | DIR | DCS | Field | [7 empty] | NIS | 4503-SZ-DM-T89192004 | 6814-SS-2002 | SS008000 |  | 8919-FSH-242P/6814-DSB-001 | [28 empty] | 6814-DSB-001
| 8919-FSH-243P |  | 8919-FD-243P | FLOW SWITCH - HIGH |  |  | DIR | DCS | Field | [7 empty] | NIS | 4503-SZ-DM-T89192004 | 6814-SS-2003 | SS008000 |  | 8919-FSH-243P/6814-DSB-001 | [28 empty] | 6814-DSB-001
| 8919-FSH-245P |  | 8919-FD-245P | FLOW SWITCH - HIGH |  |  | DIR | DCS | Field | [7 empty] | NIS | 4503-SZ-DM-T89192004 | 6812-SS-2005 | SS008000 |  | 8919-FSH-245P/6812-DSB-001 | [28 empty] | 6812-DSB-001
| 8919-FSH-246P |  | 8919-FD-246P | FLOW SWITCH - HIGH |  |  | DIR | DCS | Field | [7 empty] | NIS | 4503-SZ-DM-T89192004 | 6812-SS-2006 | SS008000 |  | 8919-FSH-246P/6812-DSB-001 | [28 empty] | 6812-DSB-001
| 8919-FSH-247P |  | 8919-FD-247P | FLOW SWITCH - HIGH |  |  | DIR | DCS | Field | [7 empty] | NIS | 4503-SZ-DM-T89192004 | 6812-SS-2007 | SS008000 |  | 8919-FSH-247P/6812-DSB-001 | [28 empty] | 6812-DSB-001
| 8919-FSH-248P |  | 8919-FD-248P | FLOW SWITCH - HIGH |  |  | DIR | DCS | Field | [7 empty] | NIS | 4503-SZ-DM-T89192004 | 6812-SS-2008 | SS008000 |  | 8919-FSH-248P/6812-DSB-001 | [28 empty] | 6812-DSB-001
| 8919-FSH-249P |  | 8919-FD-249P | FLOW SWITCH - HIGH |  |  | DIR | DCS | Field | [7 empty] | NIS | 4503-SZ-DM-T89192004 | 6813-SS-2009 | SS008000 |  | 8919-FSH-249P/6812-DSB-001 | [28 empty] | 6812-DSB-001
| 8919-FSH-250P |  | 8919-FD-250P | FLOW SWITCH - HIGH |  |  | DIR | DCS | Field | [7 empty] | NIS | 4503-SZ-DM-T89192004 | 6813-SS-2010 | SS008000 |  | 8919-FSH-250P/6812-DSB-001 | [28 empty] | 6812-DSB-001
| 8919-FSH-251P |  | 8919-FD-251P | FLOW SWITCH - HIGH |  |  | DIR | DCS | Field | [7 empty] | NIS | 4503-SZ-DM-T89192004 | 6813-SS-2011 | SS008000 |  | 8919-FSH-251P/6812-DSB-001 | [28 empty] | 6812-DSB-001
| 8919-FSH-253P |  | 8919-FD-253P | FLOW SWITCH - HIGH |  |  | DIR | DCS | Field | [7 empty] | NIS | 4503-SZ-DM-T89192004 | 6815-SS-2013 | SS008000 |  | 8919-FSH-253P/6814-DSB-001 | [28 empty] | 6814-DSB-001
| 8919-FSH-264P |  | 8919-FD-264P | FLOW SWITCH - HIGH |  |  | DIR | DCS | Field | [7 empty] | NIS | 4503-SZ-DM-T89192004 | 6814-SS-2221 | SS008000 |  | 8919-FSH-264P/6814-DSB-001 | [28 empty] | 6814-DSB-001
| 8919-FSH-265P |  | 8919-FD-265P | FLOW SWITCH - HIGH |  |  | DIR | DCS | Field | [7 empty] | NIS | 4503-SZ-DM-T89192004 | 6812-SS-2222 | SS008000 |  | 8919-FSH-265P/6812-DSB-001 | [28 empty] | 6812-DSB-001
| 8919-FSH-268P |  | 8919-FD-268P | FLOW SWITCH - HIGH |  |  | DIR | DCS | Field | [7 empty] | NIS | 4503-SZ-DM-T89192004 | 6813-SS-2225 | SS008000 |  | 8919-FSH-268P/6812-DSB-001 | [28 empty] | 6812-DSB-001
| 8919-FSH-269P |  | 8919-FD-269P | FLOW SWITCH - HIGH |  |  | DIR | DCS | Field | [7 empty] | NIS | 4503-SZ-DM-T89192004 | 6814-SS-2326 | SS008000 |  | 8919-FSH-269P/6814-DSB-001 | [28 empty] | 6814-DSB-001
| 8919-FSH-270P |  | 8919-FD-270P | FLOW SWITCH - HIGH |  |  | DIR | DCS | Field | [7 empty] | NIS | 4503-SZ-DM-T89192004 | 6812-SS-2327 | SS008000 |  | 8919-FSH-270P/6812-DSB-001 | [28 empty] | 6812-DSB-001
| 8919-FSH-271P |  | 8919-FD-271P | FLOW SWITCH - HIGH |  |  | DIR | DCS | Field | [7 empty] | NIS | 4503-SZ-DM-T89192004 | 6813-SS-2328 | SS008000 |  | 8919-FSH-271P/6812-DSB-001 | [28 empty] | 6812-DSB-001
| 8919-FSH-272P |  | 8919-FD-272P | FLOW SWITCH - HIGH |  |  | DIR | DCS | Field | [7 empty] | NIS | 4503-SZ-DM-T89192004 | 6814-SS-2329 | SS008000 |  | 8919-FSH-272P/6814-DSB-001 | [28 empty] | 6814-DSB-001
| 8919-FSH-273P |  | 8919-FD-273P | FLOW SWITCH - HIGH |  |  | DIR | DCS | Field | [7 empty] | NIS | 4503-SZ-DM-T89192004 | 6813-SS-2330 | SS008000 |  | 8919-FSH-273P/6812-DSB-001 | [28 empty] | 6812-DSB-001
| 8919-FSH-274P |  | 8919-FD-274P | FLOW SWITCH - HIGH |  |  | DIR | DCS | Field | [7 empty] | NIS | 4503-SZ-DM-T89192004 | 6812-SS-2331 | SS008000 |  | 8919-FSH-274P/6812-DSB-001 | [28 empty] | 6812-DSB-001
| 8968-PT-401 |  | 8968-PD-401 | PRESSURE TRANSMITTER |  |  | AIRH | DCS | Field | [7 empty] | IS | 4503-XZ-DM-T89683001 |  |  |  | 8968-PT-401/8909-DSB-001 | [28 empty] | 8909-DSB-001
| 8968-XZSC-811 |  | 8968-XD-811 | LIMIT SWITCH - CLOSE |  |  | DIR | DCS | Field | [7 empty] | IS | 4503-XZ-DM-T89683001 |  |  |  | 8968-XZSC-811/8909-DSB-001 | [28 empty] | 8909-DSB-001
| 8968-XZSO-811 |  | 8968-XD-811 | LIMIT SWITCH - OPEN |  |  | DIR | DCS | Field | [7 empty] | IS | 4503-XZ-DM-T89683001 |  |  |  | 8968-XZSO-811/8909-DSB-001 | [28 empty] | 8909-DSB-001
| 8968-XY-811 |  | 8968-XD-811 | SOLENOID VALVE |  |  | DOR | DCS | Field | [7 empty] | NIS | 4503-XZ-DM-T89683001 |  |  |  | 8968-XY-811/8909-DSB-001 | [28 empty] | 8909-DSB-001
| 8968-XZZSC-810 |  | 8968-XZ-810 | LIMIT SWITCH - CLOSE |  |  | DIR | SIS | Field | [7 empty] | IS | 4503-XZ-DM-T89683001 |  |  |  | 8968-XZZSC-810/8904-SSB-001 | [28 empty] | 8904-SSB-001
| 8968-XZZSO-810 |  | 8968-XZ-810 | LIMIT SWITCH - OPEN |  |  | DIR | SIS | Field | [7 empty] | IS | 4503-XZ-DM-T89683001 |  |  |  | 8968-XZZSO-810/8904-SSB-001 | [28 empty] | 8904-SSB-001
| 8968-XZY-810 |  | 8968-XZ-810 | SOLENOID VALVE |  |  | DOR | SIS | Field | [7 empty] | NIS | 4503-XZ-DM-T89683001 |  |  |  | 8968-XZY-810/8904-SSB-001 | [28 empty] | 8904-SSB-001
| 8968-XZZSC-812 |  | 8968-XZ-812 | LIMIT SWITCH - CLOSE |  |  | DIR | SIS | Field | [7 empty] | IS | 4503-XZ-DM-T89683001 |  |  |  | 8968-XZZSC-812/8904-SSB-001 | [28 empty] | 8904-SSB-001
| 8968-XZZSO-812 |  | 8968-XZ-812 | LIMIT SWITCH - OPEN |  |  | DIR | SIS | Field | [7 empty] | IS | 4503-XZ-DM-T89683001 |  |  |  | 8968-XZZSO-812/8904-SSB-001 | [28 empty] | 8904-SSB-001
| 8968-XZY-812 |  | 8968-XZ-812 | SOLENOID VALVE |  |  | DOR | SIS | Field | [7 empty] | NIS | 4503-XZ-DM-T89683001 |  |  |  | 8968-XZY-812/8904-SSB-001 | [28 empty] | 8904-SSB-001
| 8998-FT-212 |  | 8998-FD-212 | FLOW TRANSMITTER - VORTEX |  |  | AIRH | DCS | Field | [7 empty] | IS | 4503-WZ-DM-T89982001 |  |  |  | 8998-FT-212/8901-DSB-001 | [28 empty] | 8901-DSB-001
| 8998-FT-213 |  | 8998-FD-213 | FLOW TRANSMITTER - MAG |  |  | AIRH | DCS | Field |  |  |  |  | 230 VAC |  |  | NIS | 4503-WZ-DM-T89982001 |  |  |  | 8998-FT-213/8901-DSB-001 | [28 empty] | 8901-DSB-001
| 8998-FT-250 |  | 8998-FD-250 | FLOW TRANSMITTER - MAG |  |  | AIRH | DCS | Field |  |  |  |  | 230 VAC |  |  | NIS | 4503-WZ-DM-T89982001 |  |  |  | 8998-FT-250/8901-DSB-001 | [28 empty] | 8901-DSB-001
| 8998-FT-251 |  | 8998-FD-251 | FLOW TRANSMITTER - VORTEX |  |  | AIRH | DCS | Field | [7 empty] | IS | 4503-WZ-DM-T89982001 |  |  |  | 8998-FT-251/8901-DSB-001 | [28 empty] | 8901-DSB-001
| 8998-FT-255 |  | 8998-FD-255 | FLOW TRANSMITTER - MAG |  |  | AIRH | DCS | Field |  |  |  |  | 230 VAC |  |  | NIS | 4503-WZ-DM-T89982006 |  |  |  | 8998-FT-255/8901-DSB-001 | [28 empty] | 8901-DSB-001
| 8998-FT-256 |  | 8998-FD-256 | FLOW TRANSMITTER - MAG |  |  | AIRH | DCS | Field |  |  |  |  | 230 VAC |  |  | NIS | 4503-WZ-DM-T89982006 |  |  |  | 8998-FT-256/8901-DSB-001 | [28 empty] | 8901-DSB-001
| 8998-FT-259 |  | 8998-FD-259 | FLOW TRANSMITTER - MAG |  |  | AIRH | DCS | Field |  |  |  |  | 230 VAC |  |  | NIS | 4503-WZ-DM-T89982002 |  |  |  | 8998-FT-259/8901-DSB-001 | [28 empty] | 8901-DSB-001
| 8998-FT-260 |  | 8998-FD-260 | FLOW TRANSMITTER - MAG |  |  | AIRH | DCS | Field |  |  |  |  | 230 VAC |  |  | NIS | 4503-WZ-DM-T89982002 |  |  |  | 8998-FT-260/8901-DSB-001 | [28 empty] | 8901-DSB-001
| 8998-FT-261 |  | 8998-FD-261 | FLOW TRANSMITTER - MAG |  |  | AIRH | DCS | Field |  |  |  |  | 230 VAC |  |  | NIS | 4503-WZ-DM-T89982002 |  |  |  | 8998-FT-261/8901-DSB-001 | [28 empty] | 8901-DSB-001
| 8998-PT-401 |  | 8998-PD-401 | PRESSURE TRANSMITTER |  |  | AIRH | DCS | Field | [7 empty] | IS | 4503-WZ-DM-T89982001 |  |  |  | 8998-PT-401/8901-DSB-001 | [28 empty] | 8901-DSB-001
| 8998-PT-420 |  | 8998-PD-420 | PRESSURE TRANSMITTER |  |  | AIRH | DCS | Field | [7 empty] | IS | 4503-WZ-DM-T89982001 |  |  |  | 8998-PT-420/8901-DSB-001 | [28 empty] | 8901-DSB-001
| 8998-PT-422 |  | 8998-PD-422 | PRESSURE TRANSMITTER |  |  | AIRH | DCS | Field | [7 empty] | IS | 4503-WZ-DM-T89982001 |  |  |  | 8998-PT-422/8901-DSB-001 | [28 empty] | 8901-DSB-001
| 8998-PT-456 |  | 8998-PD-456 | PRESSURE TRANSMITTER |  |  | AIRH | DCS | Field | [7 empty] | IS | 4503-WZ-DM-T89982006 |  |  |  | 8998-PT-456/8901-DSB-001 | [28 empty] | 8901-DSB-001
| 8998-PT-471 |  | 8998-PD-471 | PRESSURE TRANSMITTER |  |  | AIRH | DCS | Field | [7 empty] | IS | 4503-WZ-DM-T89982006 |  |  |  | 8998-PT-471/8901-DSB-001 | [28 empty] | 8901-DSB-001
| 8998-PT-481 |  | 8998-PD-481 | PRESSURE TRANSMITTER |  |  | AIRH | DCS | Field | [7 empty] | IS | 4503-WZ-DM-T89982002 |  |  |  | 8998-PT-481/8901-DSB-001 | [28 empty] | 8901-DSB-001
| 8998-PT-482 |  | 8998-PD-482 | PRESSURE TRANSMITTER |  |  | AIRH | DCS | Field | [7 empty] | IS | 4503-WZ-DM-T89982002 |  |  |  | 8998-PT-482/8901-DSB-001 | [28 empty] | 8901-DSB-001
| 8998-PT-483 |  | 8998-PD-483 | PRESSURE TRANSMITTER |  |  | AIRH | DCS | Field | [7 empty] | IS | 4503-WZ-DM-T89982002 |  |  |  | 8998-PT-483/8901-DSB-001 | [28 empty] | 8901-DSB-001
| 8998-PT-487 |  | 8998-PD-487 | PRESSURE TRANSMITTER |  |  | AIRH | DCS | Field | [7 empty] | IS | 4503-WZ-DM-T89982001 |  |  |  | 8998-PT-487/8901-DSB-001 | [28 empty] | 8901-DSB-001
| 8998-TT-601 |  | 8998-TD-601 | TEMPERATURE TRANSM. - HEAD MOUNT |  |  | AIRH | DCS | Field | [7 empty] | IS | 4503-WZ-DM-T89982001 |  |  |  | 8998-TT-601/8901-DSB-001 | [28 empty] | 8901-DSB-001
| 8998-TT-619 |  | 8998-TD-619 | TEMPERATURE TRANSM. - HEAD MOUNT |  |  | AIRH | DCS | Field | [7 empty] | IS | 4503-WZ-DM-T89982001 |  |  |  | 8998-TT-619/8901-DSB-001 | [28 empty] | 8901-DSB-001
| 8998-TT-621 |  | 8998-TD-621 | TEMPERATURE TRANSM. - HEAD MOUNT |  |  | AIRH | DCS | Field | [7 empty] | IS | 4503-WZ-DM-T89982001 |  |  |  | 8998-TT-621/8901-DSB-001 | [28 empty] | 8901-DSB-001
| 8998-TT-660 |  | 8998-TD-660 | TEMPERATURE TRANSM. - HEAD MOUNT |  |  | AIRH | DCS | Field | [7 empty] | IS | 4503-WZ-DM-T89982001 |  |  |  | 8998-TT-660/8901-DSB-001 | [28 empty] | 8901-DSB-001
| 8998-TT-666 |  | 8998-TD-666 | TEMPERATURE TRANSM. - HEAD MOUNT |  |  | AIRH | DCS | Field | [7 empty] | IS | 4503-WZ-DM-T89982006 |  |  |  | 8998-TT-666/8901-DSB-001 | [28 empty] | 8901-DSB-001
| 8998-TT-667 |  | 8998-TD-667 | TEMPERATURE TRANSM. - HEAD MOUNT |  |  | AIRH | DCS | Field | [7 empty] | IS | 4503-WZ-DM-T89982006 |  |  |  | 8998-TT-667/8901-DSB-001 | [28 empty] | 8901-DSB-001
| 8998-TT-683 |  | 8998-TD-683 | TEMPERATURE TRANSM. - HEAD MOUNT |  |  | AIRH | DCS | Field | [7 empty] | IS | 4503-WZ-DM-T89982002 |  |  |  | 8998-TT-683/8901-DSB-001 | [28 empty] | 8901-DSB-001
| 8998-TT-684 |  | 8998-TD-684 | TEMPERATURE TRANSM. - HEAD MOUNT |  |  | AIRH | DCS | Field | [7 empty] | IS | 4503-WZ-DM-T89982002 |  |  |  | 8998-TT-684/8901-DSB-001 | [28 empty] | 8901-DSB-001
| 8998-TT-685 |  | 8998-TD-685 | TEMPERATURE TRANSM. - HEAD MOUNT |  |  | AIRH | DCS | Field | [7 empty] | IS | 4503-WZ-DM-T89982002 |  |  |  | 8998-TT-685/8901-DSB-001 | [28 empty] | 8901-DSB-001
| 8883-FT-205 |  | 8883-FD-205 | FLOW TRANSMITTER - MAG |  |  | AIRH | DCS | Field |  |  |  |  | 230 VAC |  |  | NIS | 4503-WZ-DM-T88832710 |  |  |  | 8806-DJB-001/8620-DSB-001 | [28 empty] | 8620-DSB-001
| 8999-PT-406 |  | 8999-PD-406 | PRESSURE TRANSMITTER |  |  | AIRH | DCS | Field | [7 empty] | IS | 4503-WZ-DM-T89992003 |  |  |  | 8910-DJB-101/8909-DSB-001 | [28 empty] | 8909-DSB-001
| 8999-PT-409 |  | 8999-PD-409 | PRESSURE TRANSMITTER |  |  | AIRH | DCS | Field | [7 empty] | IS | 4503-WZ-DM-T89992003 |  |  |  | 8910-DJB-101/8909-DSB-001 | [28 empty] | 8909-DSB-001
| 8999-PT-445 |  | 8999-PD-445 | PRESSURE TRANSMITTER |  |  | AIRH | DCS | Field | [7 empty] | IS | 4503-WZ-DM-T89992003 |  |  |  | 8910-DJB-101/8909-DSB-001 | [28 empty] | 8909-DSB-001
| 8999-TT-606 |  | 8999-TD-606 | TEMPERATURE TRANSM. - HEAD MOUNT |  |  | AIRH | DCS | Field | [7 empty] | IS | 4503-WZ-DM-T89992003 |  |  |  | 8910-DJB-101/HOLD MAR CAB NO | [28 empty] | 8909-DSB-001
| 8999-TT-610 |  | 8999-TD-610 | TEMPERATURE TRANSM. - HEAD MOUNT |  |  | AIRH | DCS | Field | [7 empty] | IS | 4503-WZ-DM-T89992003 |  |  |  | 8910-DJB-101/HOLD MAR CAB NO | [28 empty] | 8909-DSB-001
| 8999-TT-645 |  | 8999-TD-645 | TEMPERATURE TRANSM. - HEAD MOUNT |  |  | AIRH | DCS | Field | [7 empty] | IS | 4503-WZ-DM-T89992003 |  |  |  | 8910-DJB-101/HOLD MAR CAB NO | [28 empty] | 8909-DSB-001
| 3153-PDT-541P |  | 3153-PD-541 P | PRESSURE DIFFERENTIAL TRANSMITTER |  |  | AIRH | DCS | Field | [7 empty] | IS | 4503-GP-VD-BD008T3131PK5206049 |  | 31-PK-5206B | VRC_C2 | 3153-DJB-290/3900-DSB-016 | [28 empty] | 3900-DSB-016
| 3153-PT-539P |  |  | PRESSURE TRANSMITTER |  |  | AIRH | DCS | Field | [7 empty] | IS | 4503-GP-VD-BD008T3131PK5206049 |  | 31-PK-5206B | VRC_C2 | 3153-DJB-290/3900-DSB-016 | [28 empty] | 3900-DSB-016
| 3153-PZT-547AP |  |  | PRESSURE TRANSMITTER |  |  | AIRH | SIS | LGB | [7 empty] | IS | 4503-GP-VD-BD008T3131PK5206049 |  | 31-PK-5206B | VRC_C2/3153-PZ-547_G1 | 3153-SJB-290/3900-SSB-004 | [28 empty] | 3900-SSB-004
| 3153-TT-785P |  |  | TEMPERATURE TRANSM. -REMOTE MOUNT |  |  | AIRH | DCS | Field | [7 empty] | IS | 4503-GP-VD-BD008T3131PK5206049 |  | 31-PK-5206B |  | 3153-DJB-292/3900-DSB-017 | [28 empty] | 3900-DSB-017
| 3153-TT-770P |  |  | TEMPERATURE TRANSM. -REMOTE MOUNT |  |  | AIRH | DCS | Field | [7 empty] | IS | 4503-GP-VD-BD008T3131PK5206049 |  | 31-PK-5206B |  | 3153-DJB-292/3900-DSB-017 | [28 empty] | 3900-DSB-017
| 3153-TT-783P |  |  | TEMPERATURE TRANSM. -REMOTE MOUNT |  |  | AIRH | DCS | Field | [7 empty] | IS | 4503-GP-VD-BD008T3131PK5206049 |  | 31-PK-5206B |  | 3153-DJB-292/3900-DSB-017 | [28 empty] | 3900-DSB-017
| 3153-TT-787P |  |  | TEMPERATURE TRANSM. -REMOTE MOUNT |  |  | AIRH | DCS | Field | [7 empty] | IS | 4503-GP-VD-BD008T3131PK5206049 |  | 31-PK-5206B |  | 3153-DJB-292/3900-DSB-017 | [28 empty] | 3900-DSB-017
| 3153-XY-985P |  |  | SOLENOID VALVE |  |  | DIR | DCS | LP | [7 empty] | IS | 4503-GP-VD-BD008T3131PK5206049 | 31-K-5206B | 31-PK-5206B | VRC_C2 | 3153-DJB-390/3900-DSB-017 | [28 empty] | 3900-DSB-017
| 3153-PZT-547BP |  |  | PRESSURE TRANSMITTER |  |  | AIRH | SIS | LGB | [7 empty] | IS | 4503-GP-VD-BD008T3131PK5206049 |  | 31-PK-5206B | VRC_C2/3153-PZ-547_G2 | 3153-SJB-291/3900-SSB-004 | [28 empty] | 3900-SSB-004
| 8682-LS-351 P |  |  | FLOAT SWITCH |  |  | DIR | DCS | Field | [7 empty] | NIS |  |  |  |  | 8682-LS-351 P/8909-DSB-001 | [28 empty] | 8909-DSB-001
| 8682-LS-352 P |  |  | FLOAT SWITCH |  |  | DIR | DCS | Field | [7 empty] | NIS |  |  |  |  | 8682-LS-352 P/8909-DSB-001 | [28 empty] | 8909-DSB-001
| 3144-LI-303B |  |  | LOCAL INDICATOR |  |  | AORH | DCS | Field | [7 empty] | IS |  |  |  |  | 3144-LI-303B/3140-DSB-001 | [28 empty] | 3140-DSB-001
| 3152-XZS0-805 |  |  | LIMIT SWITCH - OPEN |  |  | DIR | DCS | Field | [7 empty] | IS | 4503-VZ-DM-T31522012 |  |  |  | 3152-XZS0-805/3900-DSB-001 | [28 empty] | 3900-DSB-001
| 3153-TS-757P |  |  | TEMPERATURE SWITCH |  |  | DIR | DCS | Field | [7 empty] | NIS |  | 31-E-5337 |  | VRC_C2 | 3153-DJB-192/3900-DSB-016 | [28 empty] | 3900-DSB-016
| 3153-TT-771P |  |  | TEMPERATURE TRANSM. -REMOTE MOUNT |  |  | AIRH | DCS | Field | [7 empty] | IS | 4503-GP-VD-BD008T3131PK5206049 |  | 31-PK-5206B |  | 3153-DJB-292/3900-DSB-017 | [28 empty] | 3900-DSB-017
| 6682-LS-351 P |  |  | FLOAT SWITCH |  |  | DIR | DCS | Field | [7 empty] | NIS |  |  |  |  | 6682-LS-351 P/6111-DSB-001 | [28 empty] | 6111-DSB-001
| 6682-LS-352 P |  |  | FLOAT SWITCH |  |  | DIR | DCS | Field | [7 empty] | NIS |  |  |  |  | 6682-LS-352 P/6111-DSB-001 | [28 empty] | 6111-DSB-001
| 6682-LS-353 P |  |  | FLOAT SWITCH |  |  | DIR | DCS | Field | [7 empty] | NIS |  |  |  |  | 6682-LS-353 P/6111-DSB-001 | [28 empty] | 6111-DSB-001
| 8682-LS-353 P |  |  | FLOAT SWITCH |  |  | DIR | DCS | Field | [7 empty] | NIS |  |  |  |  | 8682-LS-353 P/8620-DSB-001 | [28 empty] | 8620-DSB-001
| 8682-LS-354 P |  |  | FLOAT SWITCH |  |  | DIR | DCS | Field | [7 empty] | NIS |  |  |  |  | 8682-LS-354 P/8620-DSB-001 | [28 empty] | 8620-DSB-001
| 5110-HY-178AP |  | 5110-HD-178AP | PUMP STROKE ADJUSTMENT |  |  | AOR | DCS | Field | [7 empty] | NIS | 4503-FP-VD-BD263T51GEN008 |  | 51-PK-1001 |  | 5110-HY-178AP/5110-DJB-151 | [28 empty] | 5110-DSB-002
| 5110-HY-178BP |  | 5110-HD-178BP | PUMP STROKE ADJUSTMENT |  |  | AOR | DCS | Field | [7 empty] | NIS | 4503-FP-VD-BD263T51GEN008 |  | 51-PK-1001 |  | 5110-HY-178BP/5110-DJB-151 | [28 empty] | 5110-DSB-002
| 5110-HY-179P |  | 5110-HD-179P | PUMP STROKE ADJUSTMENT |  |  | AOR | DCS | Field | [7 empty] | NIS | 4503-FP-VD-BD263T51GEN010 |  | 51-PK-1001 |  | 5110-HY-179P/5110-DJB-151 | [28 empty] | 5110-DSB-002
| 5110-HY-180P |  | 5110-HD-180P | PUMP STROKE ADJUSTMENT |  |  | AOR | DCS | Field | [7 empty] | NIS | 4503-FP-VD-BD263T51GEN011 |  | 51-PK-1001 |  | 5110-HY-180P/5110-DJB-151 | [28 empty] | 5110-DSB-002
| 5110-PT-469AP |  | 5110-PD-469AP | PRESSURE TRANSMITTER - DIAPHRAGM |  |  | AIRH | DCS | Field | [7 empty] | IS | 4503-FP-VD-BD263T51GEN004 |  | 51-PK-1001 |  | 5110-PT-469AP/5110-DJB-251 | [28 empty] | 5110-DSB-003
| 5110-PT-469BP |  | 5110-PD-469BP | PRESSURE TRANSMITTER - DIAPHRAGM |  |  | AIRH | DCS | Field | [7 empty] | IS | 4503-FP-VD-BD263T51GEN004 |  | 51-PK-1001 |  | 5110-PT-469BP/5110-DJB-251 | [28 empty] | 5110-DSB-003
| 5110-LZT-352P |  | 5110-LZ-352P | LEVEL TRANSM. - GWR |  |  | AIRH | SIS | Field | [7 empty] | IS | 4503-FP-VD-BD263T51GEN004 |  | 51-PK-1001 |  | 5110-LZT-352P/5110-SJB-251 | [28 empty] | 5110-SSB-001
| 5110-PT-530AP |  | 5110-PD-530AP | PRESSURE TRANSMITTER - DIAPHRAGM |  |  | AIRH | DCS | Field | [7 empty] | IS | 4503-FP-VD-BD263T51GEN007 |  | 51-PK-1001 |  | 5110-PT-530AP/5110-DJB-251 | [28 empty] | 5110-DSB-003
| 5110-PT-530BP |  | 5110-PD-530BP | PRESSURE TRANSMITTER - DIAPHRAGM |  |  | AIRH | DCS | Field | [7 empty] | IS | 4503-FP-VD-BD263T51GEN007 |  | 51-PK-1001 |  | 5110-PT-530BP/5110-DJB-251 | [28 empty] | 5110-DSB-003
| 5110-PT-557AP |  | 5110-PD-557AP | PRESSURE TRANSMITTER - DIAPHRAGM |  |  | AIRH | DCS | Field | [7 empty] | IS | 4503-FP-VD-BD263T51GEN004 |  | 51-PK-1001 |  | 5110-PT-557AP/5110-DJB-251 | [28 empty] | 5110-DSB-003
| 5110-PT-557BP |  | 5110-PD-557BP | PRESSURE TRANSMITTER - DIAPHRAGM |  |  | AIRH | DCS | Field | [7 empty] | IS | 4503-FP-VD-BD263T51GEN004 |  | 51-PK-1001 |  | 5110-PT-557BP/5110-DJB-251 | [28 empty] | 5110-DSB-003
| 5110-LZS-354AP |  | 5110-LZ-354AP | LEVEL SWITCH |  |  | DIR | SIS | Field | [7 empty] | IS | 4503-FP-VD-BD263T51GEN005 |  | 51-PK-1001 |  | 5110-LZS-354AP/5110-SJB-254 | [28 empty] | 5110-SSB-001
| 5110-LZS-354BP |  | 5110-LZ-354BP | LEVEL SWITCH |  |  | DIR | SIS | Field | [7 empty] | IS | 4503-FP-VD-BD263T51GEN005 |  | 51-PK-1001 |  | 5110-LZS-354BP/5110-SJB-254 | [28 empty] | 5110-SSB-001
| 5110-TZT-664AP |  | 5110-TZ-664AP | TEMPERATURE TRANSM. - REMOTE MOUNT |  |  | AIRH | SIS | Field | [7 empty] | IS | 4503-FP-VD-BD263T51GEN005 |  | 51-PK-1001 |  | 5110-TZT-664AP/5110-SJB-251 | [28 empty] | 5110-SSB-001
| 5110-TZT-664BP |  | 5110-TZ-664BP | TEMPERATURE TRANSM. - REMOTE MOUNT |  |  | AIRH | SIS | Field | [7 empty] | IS | 4503-FP-VD-BD263T51GEN005 |  | 51-PK-1001 |  | 5110-TZT-664BP/5110-SJB-251 | [28 empty] | 5110-SSB-001
| 5110-LZT-358P |  | 5110-LZ-358P | LEVEL TRANSM. - GWR |  |  | AIRH | SIS | Field | [7 empty] | IS | 4503-FP-VD-BD263T51GEN006 |  | 51-PK-1001 |  | 5110-LZT-358P/5110-SJB-251 | [28 empty] | 5110-SSB-001
| 5110-FZT-295P |  | 5110-FZ-295P | FLOW TRANSMITTER - CORIOLIS |  |  | AIRH | SIS | Field | [7 empty] | IS | 4503-FP-VD-BD263T51GEN008 |  | 51-PK-1001 |  | 5110-FZT-295P/5110-SJB-251 | [28 empty] | 5110-SSB-001
| 5110-LZT-364P |  | 5110-LZ-364P | LEVEL TRANSM. - DP DIAPHRAGM CAPILLARY |  |  | AIRH | SIS | Field | [7 empty] | IS | 4503-FP-VD-BD263T51GEN010 |  | 51-PK-1001 |  | 5110-LZT-364P/5110-SJB-251 | [28 empty] | 5110-SSB-001
| 5110-XZZSC-851P |  | 5110-XZ-851P | LIMIT SWITCH - CLOSE |  |  | DIR | SIS | Field | [7 empty] | IS | 4503-FP-VD-BD263T51GEN004 |  | 51-PK-1001 |  | 5110-XZZSC-851P/5110-SJB-252 | [28 empty] | 5110-SSB-001
| 5110-XZZSC-852P |  | 5110-XZ-852P | LIMIT SWITCH - CLOSE |  |  | DIR | SIS | Field | [7 empty] | IS | 4503-FP-VD-BD263T51GEN004 |  | 51-PK-1001 |  | 5110-XZZSC-852P/5110-SJB-252 | [28 empty] | 5110-SSB-001
| 5110-XZZSC-853P |  | 5110-XZ-853P | LIMIT SWITCH - CLOSE |  |  | DIR | SIS | Field | [7 empty] | IS | 4503-FP-VD-BD263T51GEN005 |  | 51-PK-1001 |  | 5110-XZZSC-853P/5110-SJB-252 | [28 empty] | 5110-SSB-001
| 5110-PY-553AP |  | 5110-PD-553P | E/P POSITIONER |  |  | AORH | DCS | Field | [7 empty] | IS | 4503-FP-VD-BD263T51GEN004 |  | 51-PK-1001 |  | 5110-PY-553AP/5110-DJB-251 | [28 empty] | 5110-DSB-003
| 5110-PY-553BP |  | 5110-PD-553P | E/P POSITIONER |  |  | AORH | DCS | Field | [7 empty] | IS | 4503-FP-VD-BD263T51GEN004 |  | 51-PK-1001 |  | 5110-PY-553BP/5110-DJB-251 | [28 empty] | 5110-DSB-003
| 5110-LT-363P |  | 5110-LD-363P | LEVEL TRANSM. - DP DIAPHRAGM CAPILLARY |  |  | AIRH | DCS | Field | [7 empty] | IS | 4503-FP-VD-BD263T51GEN010 |  | 51-PK-1001 |  | 5110-LT-363P/5110-DJB-252 | [28 empty] | 5110-DSB-003
| 5110-LT-366P |  | 5110-LD-366P | LEVEL TRANSM. - DP EXT. DIAPHRAGM CAP. |  |  | AIRH | DCS | Field | [7 empty] | IS | 4503-FP-VD-BD263T51GEN011 |  | 51-PK-1001 |  | 5110-LT-366P/5110-DJB-252 | [28 empty] | 5110-DSB-003
| 5110-PT-463P |  | 5110-PD-463P | PRESSURE TRANSMITTER - DIAPHRAGM |  |  | AIRH | DCS | Field | [7 empty] | IS | 4503-FP-VD-BD263T51GEN011 |  | 51-PK-1001 |  | 5110-PT-463P/5110-DJB-252 | [28 empty] | 5110-DSB-003
| 5110-PT-464P |  | 5110-PD-464P | PRESSURE TRANSMITTER - DIAPHRAGM |  |  | AIRH | DCS | Field | [7 empty] | IS | 4503-FP-VD-BD263T51GEN011 |  | 51-PK-1001 |  | 5110-PT-464P/5110-DJB-252 | [28 empty] | 5110-DSB-003
| 5110-XZZSC-854P |  | 5110-XZ-854P | LIMIT SWITCH - CLOSE |  |  | DIR | SIS | Field | [7 empty] | IS | 4503-FP-VD-BD263T51GEN006 |  | 51-PK-1001 |  | 5110-XZZSC-854P/5110-SJB-252 | [28 empty] | 5110-SSB-001
| 5110-XZZSC-856P |  | 5110-XZ-856P | LIMIT SWITCH - CLOSE |  |  | DIR | SIS | Field | [7 empty] | IS | 4503-FP-VD-BD263T51GEN006 |  | 51-PK-1001 |  | 5110-XZZSC-856P/5110-SJB-252 | [28 empty] | 5110-SSB-001
| 5110-XZZSO-851P |  | 5110-XZ-851P | LIMIT SWITCH - OPEN |  |  | DIR | SIS | Field | [7 empty] | IS | 4503-FP-VD-BD263T51GEN004 |  | 51-PK-1001 |  | 5110-XZZSO-851P/5110-SJB-253 | [28 empty] | 5110-SSB-001
| 5110-XZZSO-852P |  | 5110-XZ-852P | LIMIT SWITCH - OPEN |  |  | DIR | SIS | Field | [7 empty] | IS | 4503-FP-VD-BD263T51GEN004 |  | 51-PK-1001 |  | 5110-XZZSO-852P/5110-SJB-253 | [28 empty] | 5110-SSB-001
| 5110-XZZSO-853P |  | 5110-XZ-853P | LIMIT SWITCH - OPEN |  |  | DIR | SIS | Field | [7 empty] | IS | 4503-FP-VD-BD263T51GEN005 |  | 51-PK-1001 |  | 5110-XZZSO-853P/5110-SJB-253 | [28 empty] | 5110-SSB-001
| 5110-PY-463AP |  | 5110-PD-463P | E/P POSITIONER |  |  | AORH | DCS | Field | [7 empty] | IS | 4503-FP-VD-BD263T51GEN011 |  | 51-PK-1001 |  | 5110-PY-463AP/5110-DJB-252 | [28 empty] | 5110-DSB-003
| 5110-PY-463BP |  | 5110-PD-463P | E/P POSITIONER |  |  | AORH | DCS | Field | [7 empty] | IS | 4503-FP-VD-BD263T51GEN011 |  | 51-PK-1001 |  | 5110-PY-463BP/5110-DJB-252 | [28 empty] | 5110-DSB-003
| 5110-LT-359P |  | 5110-LD-359P | LEVEL TRANSM. - DP DIAPHRAGM CAPILLARY |  |  | AIRH | DCS | Field | [7 empty] | IS | 4503-FP-VD-BD263T51GEN006 |  | 51-PK-1001 |  | 5110-LT-359P/5110-DJB-255 | [28 empty] | 5110-DSB-003
| 5110-LT-367P |  | 5110-LD-367P | LEVEL TRANSM. - DP DIAPHRAGM CAPILLARY |  |  | AIRH | DCS | Field | [7 empty] | IS | 4503-FP-VD-BD263T51GEN013 |  | 51-PK-1001 |  | 5110-LT-367P/5110-DJB-255 | [28 empty] | 5110-DSB-003
| 5110-PDT-466P |  | 5110-PD-466P | PRESSURE TRANSM. -DIFF. DIAPH. WITH CAP |  |  | AIRH | DCS | Field | [7 empty] | IS | 4503-FP-VD-BD263T51GEN012 |  | 51-PK-1001 |  | 5110-PDT-466P/5110-DJB-255 | [28 empty] | 5110-DSB-003
| 5110-PT-454P |  | 5110-PD-454P | PRESSURE TRANSMITTER - DIAPHRAGM |  |  | AIRH | DCS | Field | [7 empty] | IS | 4503-FP-VD-BD263T51GEN008 |  | 51-PK-1001 |  | 5110-PT-454P/5110-DJB-254 | [28 empty] | 5110-DSB-003
| 5110-LT-353P |  | 5110-LD-353P | LEVEL TRANSM. - GWR |  |  | AIRH | DCS | Field | [7 empty] | IS | 4503-FP-VD-BD263T51GEN004 |  | 51-PK-1001 |  | 5110-LT-353P/5110-DJB-253 | [28 empty] | 5110-DSB-003
| 5110-PT-455P |  | 5110-PD-455P | PRESSURE TRANSMITTER - DIAPHRAGM |  |  | AIRH | DCS | Field | [7 empty] | IS | 4503-FP-VD-BD263T51GEN008 |  | 51-PK-1001 |  | 5110-PT-455P/5110-DJB-254 | [28 empty] | 5110-DSB-003
| 5110-XHY-852P |  | 5110-XZ-852P | PST DEVICE |  |  | AORH | DCS | Field | [7 empty] | IS | 4503-FP-VD-BD263T51GEN004 |  | 51-PK-1001 |  | 5110-XHY-852P/5110-DJB-253 | [28 empty] | 5110-DSB-003
| 5110-XHY-853P |  | 5110-XZ-853P | PST DEVICE |  |  | AORH | DCS | Field | [7 empty] | IS | 4503-FP-VD-BD263T51GEN005 |  | 51-PK-1001 |  | 5110-XHY-853P/5110-DJB-253 | [28 empty] | 5110-DSB-003
| 5110-FT-288P |  | 5110-FD-288 P | FLOW TRANSMITTER - CORIOLIS |  |  | AIRH | DCS | Field | [7 empty] | IS | 4503-FP-VD-BD263T51GEN005 |  | 51-PK-1001 |  | 5110-FT-288P/5110-DJB-253 | [28 empty] | 5110-DSB-003
| 5110-FT-252P |  | 5110-FD-252P | FLOW TRANSMITTER - CORIOLIS |  |  | AIRH | DCS | Field | [7 empty] | IS | 4503-FP-VD-BD263T51GEN012 |  | 51-PK-1001 |  | 5110-FT-252P/5110-DJB-253 | [28 empty] | 5110-DSB-003
| 5110-PT-457P |  | 5110-PD-457P | PRESSURE TRANSMITTER - DIAPHRAGM |  |  | AIRH | DCS | Field | [7 empty] | IS | 4503-FP-VD-BD263T51GEN009 |  | 51-PK-1001 |  | 5110-PT-457P/5110-DJB-255 | [28 empty] | 5110-DSB-003
| 5110-FY-288P |  | 5110-FD-288 P | E/P POSITIONER |  |  | AORH | DCS | Field | [7 empty] | IS | 4503-FP-VD-BD263T51GEN005 |  | 51-PK-1001 |  | 5110-FY-288P/5110-DJB-253 | [28 empty] | 5110-DSB-003
| 5110-FT-293P |  | 5110-FD-293P | FLOW TRANSMITTER - INTEGRAL ORIFICE |  |  | AIRH | DCS | Field | [7 empty] | IS | 4503-FP-VD-BD263T51GEN006 |  | 51-PK-1001 |  | 5110-FT-293P/5110-DJB-254 | [28 empty] | 5110-DSB-003
| 5110-PT-460P |  | 5110-PD-460P | PRESSURE TRANSMITTER - DIAPHRAGM |  |  | AIRH | DCS | Field | [7 empty] | IS | 4503-FP-VD-BD263T51GEN010 |  | 51-PK-1001 |  | 5110-PT-460P/5110-DJB-254 | [28 empty] | 5110-DSB-003
| 5110-LT-357P |  | 5110-LD-357P | LEVEL TRANSM. - GWR |  |  | AIRH | DCS | Field | [7 empty] | IS | 4503-FP-VD-BD263T51GEN006 |  | 51-PK-1001 |  | 5110-LT-357P/5110-DJB-254 | [28 empty] | 5110-DSB-003
| 5110-PT-465P |  | 5110-PD-465P | PRESSURE TRANSMITTER - DIAPHRAGM |  |  | AIRH | DCS | Field | [7 empty] | IS | 4503-FP-VD-BD263T51GEN011 |  | 51-PK-1001 |  | 5110-PT-465P/5110-DJB-254 | [28 empty] | 5110-DSB-003
| 5110-PT-553P |  | 5110-PD-553P | PRESSURE TRANSMITTER - DIAPHRAGM |  |  | AIRH | DCS | Field | [7 empty] | IS | 4503-FP-VD-BD263T51GEN004 |  | 51-PK-1001 |  | 5110-PT-553P/5110-DJB-253 | [28 empty] | 5110-DSB-003
| 5110-FT-296P |  | 5110-FD-296P | FLOW TRANSMITTER - INTEGRAL ORIFICE |  |  | AIRH | DCS | Field | [7 empty] | IS | 4503-FP-VD-BD263T51GEN008 |  | 51-PK-1001 |  | 5110-FT-296P/5110-DJB-254 | [28 empty] | 5110-DSB-003
| 5110-PT-554AP |  | 5110-PD-554AP | PRESSURE TRANSMITTER - DIAPHRAGM |  |  | AIRH | DCS | Field | [7 empty] | IS | 4503-FP-VD-BD263T51GEN004 |  | 51-PK-1001 |  | 5110-PT-554AP/5110-DJB-253 | [28 empty] | 5110-DSB-003
| 5110-PT-554BP |  | 5110-PD-554BP | PRESSURE TRANSMITTER - DIAPHRAGM |  |  | AIRH | DCS | Field | [7 empty] | IS | 4503-FP-VD-BD263T51GEN004 |  | 51-PK-1001 |  | 5110-PT-554BP/5110-DJB-253 | [28 empty] | 5110-DSB-003
| 5110-PT-583P |  | 5110-PD-583P | PRESSURE TRANSMITTER - DIAPHRAGM |  |  | AIRH | DCS | Field | [7 empty] | IS | 4503-FP-VD-BD263T51GEN008 |  | 51-PK-1001 |  | 5110-PT-583P/5110-DJB-253 | [28 empty] | 5110-DSB-003
| 5110-PT-588P |  | 5110-PD-588P | PRESSURE TRANSMITTER - DIAPHRAGM |  |  | AIRH | DCS | Field | [7 empty] | IS | 4503-FP-VD-BD263T51GEN006 |  | 51-PK-1001 |  | 5110-PT-588P/5110-DJB-255 | [28 empty] | 5110-DSB-003
| 5110-PT-593AP |  | 5110-PD-593AP | PRESSURE TRANSMITTER - DIAPHRAGM |  |  | AIRH | DCS | Field | [7 empty] | IS | 4503-FP-VD-BD263T51GEN007 |  | 51-PK-1001 |  | 5110-PT-593AP/5110-DJB-255 | [28 empty] | 5110-DSB-003
| 5110-PT-593BP |  | 5110-PD-593BP | PRESSURE TRANSMITTER - DIAPHRAGM |  |  | AIRH | DCS | Field | [7 empty] | IS | 4503-FP-VD-BD263T51GEN007 |  | 51-PK-1001 |  | 5110-PT-593BP/5110-DJB-255 | [28 empty] | 5110-DSB-003
| 5110-TT-662P |  | 5110-TD-662P | TEMPERATURE TRANSM. - REMOTE MOUNT |  |  | AIRH | DCS | Field | [7 empty] | IS | 4503-FP-VD-BD263T51GEN004 |  | 51-PK-1001 |  | 5110-TT-662P/5110-DJB-253 | [28 empty] | 5110-DSB-003
| 5110-FT-294P |  | 5110-FD-294P | FLOW TRANSMITTER - CORIOLIS |  |  | AIRH | DCS | Field | [7 empty] | IS | 4503-FP-VD-BD263T51GEN008 |  | 51-PK-1001 |  | 5110-FT-294P/5110-DJB-255 | [28 empty] | 5110-DSB-003
| 5110-TT-669P |  | 5110-TD-669 P | TEMPERATURE TRANSM. - REMOTE MOUNT |  |  | AIRH | DCS | Field | [7 empty] | IS | 4503-FP-VD-BD263T51GEN006 |  | 51-PK-1001 |  | 5110-TT-669P/5110-DJB-254 | [28 empty] | 5110-DSB-003
| 5110-PY-457P |  | 5110-PD-457P | E/P POSITIONER |  |  | AORH | DCS | Field | [7 empty] | IS | 4503-FP-VD-BD263T51GEN009 |  | 51-PK-1001 |  | 5110-PY-457P/5110-DJB-255 | [28 empty] | 5110-DSB-003
| 5110-XZZSO-854P |  | 5110-XZ-854P | LIMIT SWITCH - OPEN |  |  | DIR | SIS | Field | [7 empty] | IS | 4503-FP-VD-BD263T51GEN006 |  | 51-PK-1001 |  | 5110-XZZSO-854P/5110-SJB-253 | [28 empty] | 5110-SSB-001
| 5110-XZZSO-856P |  | 5110-XZ-856P | LIMIT SWITCH - OPEN |  |  | DIR | SIS | Field | [7 empty] | IS | 4503-FP-VD-BD263T51GEN006 |  | 51-PK-1001 |  | 5110-XZZSO-856P/5110-SJB-253 | [28 empty] | 5110-SSB-001
| 5110-TT-768P |  | 5110-TD-768P | TEMPERATURE TRANSM. - REMOTE MOUNT |  |  | AIRH | DCS | Field | [7 empty] | IS | 4503-FP-VD-BD263T51GEN011 |  | 51-PK-1001 |  | 5110-TT-768P/5110-DJB-252 | [28 empty] | 5110-DSB-003
| 5110-TT-769P |  | 5110-TD-769P | TEMPERATURE TRANSM. - REMOTE MOUNT |  |  | AIRH | DCS | Field | [7 empty] | IS | 4503-FP-VD-BD263T51GEN013 |  | 51-PK-1001 |  | 5110-TT-769P/5110-DJB-254 | [28 empty] | 5110-DSB-003
| 5110-XS-958P |  | 5110-XD-958P | SIGNAL |  |  | DI | DCS | Field | [7 empty] | NIS |  |  | 51-PK-1001 |  | 5110-XS-958P/'5110-DSB-002 | [28 empty] | 5110-DSB-002
| 5110-XS-959P |  | 5110-XD-959P | SIGNAL |  |  | DI | DCS | Field | [7 empty] | NIS |  |  | 51-PK-1001 |  | 5110-XS-958P/'5110-DSB-002 | [28 empty] | 5110-DSB-002
| 5110-HZS-169AAP |  | 5110-HZ-169P | HAND SWITCH |  |  | DIR | SIS | LP | [7 empty] | NIS | 4503-FP-VD-BD263T51GEN006 |  | 51-PK-1001 |  | 5110-HZS-169AAP/5110-SLP-151 - STRIP 1 | [28 empty] | 5110-SSB-002
| 5110-HZS-169ABP |  | 5110-HZ-169P | HAND SWITCH |  |  | DIR | SIS | LP | [7 empty] | NIS | 4503-FP-VD-BD263T51GEN006 |  | 51-PK-1001 |  | 5110-HZS-169ABP/5110-SLP-151 - STRIP 1 | [28 empty] | 5110-SSB-002
| 5110-HZSC-157P |  | 5110-XZ-851P | HAND SWITCH |  |  | DIR | SIS | LP | [7 empty] | NIS | 4503-FP-VD-BD263T51GEN004 |  | 51-PK-1001 |  | 5110-HZSC-157P/5110-SLP-151 - STRIP 1 | [28 empty] | 5110-SSB-002
| 5110-HZSC-158P |  | 5110-XZ-852P | HAND SWITCH |  |  | DIR | SIS | LP | [7 empty] | NIS | 4503-FP-VD-BD263T51GEN004 |  | 51-PK-1001 |  | 5110-HZSC-158P/5110-SLP-151 - STRIP 1 | [28 empty] | 5110-SSB-002
| 5110-HZSC-159P |  | 5110-XZ-853P | HAND SWITCH |  |  | DIR | SIS | LP | [7 empty] | NIS | 4503-FP-VD-BD263T51GEN005 |  | 51-PK-1001 |  | 5110-HZSC-159P/5110-SLP-151 - STRIP 1 | [28 empty] | 5110-SSB-002
| 5110-HZSC-160P |  | 5110-XZ-854P | HAND SWITCH |  |  | DIR | SIS | LP | [7 empty] | NIS | 4503-FP-VD-BD263T51GEN006 |  | 51-PK-1001 |  | 5110-HZSC-160P/5110-SLP-151 - STRIP 1 | [28 empty] | 5110-SSB-002
| 5110-HZSO-157P |  | 5110-XZ-851P | HAND SWITCH |  |  | DIR | SIS | LP | [7 empty] | NIS | 4503-FP-VD-BD263T51GEN004 |  | 51-PK-1001 |  | 5110-HZSO-157P/5110-SLP-151 - STRIP 1 | [28 empty] | 5110-SSB-002
| 5110-HZSO-158P |  | 5110-XZ-852P | HAND SWITCH |  |  | DIR | SIS | LP | [7 empty] | NIS | 4503-FP-VD-BD263T51GEN004 |  | 51-PK-1001 |  | 5110-HZSO-158P/5110-SLP-151 - STRIP 1 | [28 empty] | 5110-SSB-002
| 5110-HZSO-159P |  | 5110-XZ-853P | HAND SWITCH |  |  | DIR | SIS | LP | [7 empty] | NIS | 4503-FP-VD-BD263T51GEN005 |  | 51-PK-1001 |  | 5110-HZSO-159P/5110-SLP-151 - STRIP 1 | [28 empty] | 5110-SSB-002
| 5110-HZSO-160P |  | 5110-XZ-854P | HAND SWITCH |  |  | DIR | SIS | LP | [7 empty] | NIS | 4503-FP-VD-BD263T51GEN006 |  | 51-PK-1001 |  | 5110-HZSO-160P/5110-SLP-151 - STRIP 1 | [28 empty] | 5110-SSB-002
| 5110-XZY-851P |  | 5110-XZ-851P | SOLENOID VALVE |  |  | DOR | SIS | Field | [7 empty] | NIS | 4503-FP-VD-BD263T51GEN004 |  | 51-PK-1001 |  | 5110-XZY-851P/5110-SJB-351 | [28 empty] | 5110-SSB-002
| 5110-XZY-852P |  | 5110-XZ-852P | SOLENOID VALVE |  |  | DOR | SIS | Field | [7 empty] | NIS | 4503-FP-VD-BD263T51GEN004 |  | 51-PK-1001 |  | 5110-XZY-852P/5110-SJB-351 | [28 empty] | 5110-SSB-002
| 5110-XZY-853P |  | 5110-XZ-853P | SOLENOID VALVE |  |  | DOR | SIS | Field | [7 empty] | NIS | 4503-FP-VD-BD263T51GEN005 |  | 51-PK-1001 |  | 5110-XZY-853P/5110-SJB-351 | [28 empty] | 5110-SSB-002
| 5110-XZY-854P |  | 5110-XZ-854P | SOLENOID VALVE |  |  | DOR | SIS | Field | [7 empty] | NIS | 4503-FP-VD-BD263T51GEN006 |  | 51-PK-1001 |  | 5110-XZY-854P/5110-SJB-351 | [28 empty] | 5110-SSB-002
| 5110-XZY-856P |  | 5110-XZ-856P | SOLENOID VALVE |  |  | DOR | SIS | Field | [7 empty] | NIS | 4503-FP-VD-BD263T51GEN006 |  | 51-PK-1001 |  | 5110-XZY-856P/5110-SJB-351 | [28 empty] | 5110-SSB-002
| 5110-XZZLC-851P |  | 5110-XZ-851P | LAMP |  |  | DOR | SIS | LP | [7 empty] | NIS | 4503-FP-VD-BD263T51GEN004 |  | 51-PK-1001 |  | 5110-XZZLC-851P/5110-SLP-151 - STRIP 2 | [28 empty] | 5110-SSB-002
| 5110-XZZLC-852P |  | 5110-XZ-852P | LAMP |  |  | DOR | SIS | LP | [7 empty] | NIS | 4503-FP-VD-BD263T51GEN004 |  | 51-PK-1001 |  | 5110-XZZLC-852P/5110-SLP-151 - STRIP 2 | [28 empty] | 5110-SSB-002
| 5110-XZZLC-853P |  | 5110-XZ-853P | LAMP |  |  | DOR | SIS | LP | [7 empty] | NIS | 4503-FP-VD-BD263T51GEN005 |  | 51-PK-1001 |  | 5110-XZZLC-853P/5110-SLP-151 - STRIP 2 | [28 empty] | 5110-SSB-002
| 5110-XZZLC-854P |  | 5110-XZ-854P | LAMP |  |  | DOR | SIS | LP | [7 empty] | NIS | 4503-FP-VD-BD263T51GEN006 |  | 51-PK-1001 |  | 5110-XZZLC-854P/5110-SLP-151 - STRIP 2 | [28 empty] | 5110-SSB-002
| 5110-XZZLO-851P |  | 5110-XZ-851P | LAMP |  |  | DOR | SIS | LP | [7 empty] | NIS | 4503-FP-VD-BD263T51GEN004 |  | 51-PK-1001 |  | 5110-XZZLO-851P/5110-SLP-151 - STRIP 2 | [28 empty] | 5110-SSB-002
| 5110-XZZLO-852P |  | 5110-XZ-852P | LAMP |  |  | DOR | SIS | LP | [7 empty] | NIS | 4503-FP-VD-BD263T51GEN004 |  | 51-PK-1001 |  | 5110-XZZLO-852P/5110-SLP-151 - STRIP 2 | [28 empty] | 5110-SSB-002
| 5110-XZZLO-853P |  | 5110-XZ-853P | LAMP |  |  | DOR | SIS | LP | [7 empty] | NIS | 4503-FP-VD-BD263T51GEN005 |  | 51-PK-1001 |  | 5110-XZZLO-853P/5110-SLP-151 - STRIP 2 | [28 empty] | 5110-SSB-002
| 5110-XZZLO-854P |  | 5110-XZ-854P | LAMP |  |  | DOR | SIS | LP | [7 empty] | NIS | 4503-FP-VD-BD263T51GEN006 |  | 51-PK-1001 |  | 5110-XZZLO-854P/5110-SLP-151 - STRIP 2 | [28 empty] | 5110-SSB-002
| 5110-PT-592P |  | 5110-PD-592P | PRESSURE TRANSMITTER |  |  | AIRH | DCS | Field | [7 empty] | IS |  |  |  |  | 5110-PT-592P/5120-DSB-005 | [28 empty] | 5120-DSB-005
| 5110-PT-597P |  | 5110-PD-597P | PRESSURE TRANSMITTER |  |  | AIRH | DCS | Field | [7 empty] | IS |  |  |  |  | 5110-PT-597P/5120-DSB-005 | [28 empty] | 5120-DSB-005
| 5110-PT-598P |  | 5110-PD-598P | PRESSURE TRANSMITTER |  |  | AIRH | DCS | Field | [7 empty] | IS |  |  |  |  | 5110-PT-598P/5120-DSB-005 | [28 empty] | 5120-DSB-005
| 5110-TT-771P |  | 5110-TD-771P | TEMPERATURE TRANSM. - HEAD MOUNT |  |  | AIRH | DCS | Field | [7 empty] | IS |  |  |  |  | 5110-TT-771P/5120-DSB-005 | [28 empty] | 5120-DSB-005
| 5110-TT-772P |  | 5110-TD-772P | TEMPERATURE TRANSM. - HEAD MOUNT |  |  | AIRH | DCS | Field | [7 empty] | IS |  |  |  |  | 5110-TT-772P/5120-DSB-005 | [28 empty] | 5120-DSB-005
| 5110-TT-773P |  | 5110-TD-773P | TEMPERATURE TRANSM. - HEAD MOUNT |  |  | AIRH | DCS | Field | [7 empty] | IS |  |  |  |  | 5110-TT-773P/5120-DSB-005 | [28 empty] | 5120-DSB-005
| 5110-XY-857P |  | 5110-XD-857P | SOLENOID VALVE |  |  | DOR | DCS | Field | [7 empty] | IS |  |  |  |  | 5110-XY-857P/5120-DSB-005 | [28 empty] | 5120-DSB-005
| 5110-XY-858P |  | 5110-XD-858P | SOLENOID VALVE |  |  | DOR | DCS | Field | [7 empty] | IS |  |  |  |  | 5110-XY-858P/5120-DSB-005 | [28 empty] | 5120-DSB-005
| 5110-XY-859P |  | 5110-XD-859P | SOLENOID VALVE |  |  | DOR | DCS | Field | [7 empty] | IS |  |  |  |  | 5110-XY-859P/5120-DSB-005 | [28 empty] | 5120-DSB-005
| 5110-XZSC-857P |  | 5110-XD-857P | LIMIT SWITCH - CLOSE |  |  | DIR | DCS | Field | [7 empty] | IS |  |  |  |  | 5110-XZSC-857P/5120-DSB-005 | [28 empty] | 5120-DSB-005
| 5110-XZSC-858P |  | 5110-XD-858P | LIMIT SWITCH - CLOSE |  |  | DIR | DCS | Field | [7 empty] | IS |  |  |  |  | 5110-XZSC-858P/5120-DSB-005 | [28 empty] | 5120-DSB-005
| 5110-XZSC-859P |  | 5110-XD-859P | LIMIT SWITCH - CLOSE |  |  | DIR | DCS | Field | [7 empty] | IS |  |  |  |  | 5110-XZSC-859P/5120-DSB-005 | [28 empty] | 5120-DSB-005
| 5110-XZSO-857P |  | 5110-XD-857P | LIMIT SWITCH - OPEN |  |  | DIR | DCS | Field | [7 empty] | IS |  |  |  |  | 5110-XZSO-857P/5120-DSB-005 | [28 empty] | 5120-DSB-005
| 5110-XZSO-858P |  | 5110-XD-858P | LIMIT SWITCH - OPEN |  |  | DIR | DCS | Field | [7 empty] | IS |  |  |  |  | 5110-XZSO-858P/5120-DSB-005 | [28 empty] | 5120-DSB-005
| 5110-XZSO-859P |  | 5110-XD-859P | LIMIT SWITCH - OPEN |  |  | DIR | DCS | Field | [7 empty] | IS |  |  |  |  | 5110-XZSO-859P/5120-DSB-005 | [28 empty] | 5120-DSB-005
| 6111-TS-674P |  | 6111-TD-674 P | TEMPERATURE SWITCH |  |  | DIR | DCS | Field |  |  |  |  | - |  |  | NIS |  | 61-E-1183 | 61-PK-1102B | N2_C2 | 6111-DJB-182/6111-DSB-005 | [28 empty] | 6111-DSB-005
| 6111-TS-675P |  | 6111-TD-675 P | TEMPERATURE SWITCH |  |  | DIR | DCS | Field |  |  |  |  | - |  |  | NIS |  | 61-E-1183 | 61-PK-1102B | N2_C2 | 6111-DJB-182/6111-DSB-005 | [28 empty] | 6111-DSB-005
| 3145-HS-101 |  | 3145-H -101 | HAND SWITCH |  |  | DIR | DCS | Field | [7 empty] | NIS | 4503-VZ-DM-T31452001 |  |  |  | 3145-HS-101/6190-DSB-007 | [28 empty] | 6190-DSB-007
| 3152-PY-405 |  | 3152-PD-405 | FUNCTION |  |  | AORH | DCS | Field | [7 empty] | IS | 4503-VZ-DM-T31522004 |  |  |  | 3152-PY-405/6190-DSB-008 | [28 empty] | 6190-DSB-008
| 6110-TT-646AP |  | 6110-TD-646AP | TEMPERATURE TRANSM. - HEAD MOUNT |  |  | AIRH | DCS | Field | [7 empty] | IS | SLN-2725-6110-7500141446-D02-0001 | 61-E-1012 | 61-E-1012 | 6110-TD-646_G1 | 6110-TT-646AP/6190-DSB-008 | [28 empty] | 6190-DSB-008
| 6110-TT-646BP |  | 6110-TD-646BP | TEMPERATURE TRANSM. - HEAD MOUNT |  |  | AIRH | DCS | Field | [7 empty] | IS | SLN-2725-6110-7500141446-D02-0001 | 61-E-1012 | 61-E-1012 | 6110-TD-646_G2 | 6110-TT-646BP/6190-DSB-008 | [28 empty] | 6190-DSB-008
| 5199-XZY-821 |  | 5199-XZ-821 | SOLENOID VALVE |  |  | DOR | SIS | Field | [7 empty] | NIS | 4503-VZ-DM-T51992001 |  |  |  | 5199-XZY-821/5120-SSB-002 | [28 empty] | 5120-SSB-002
| 5199-XZY-825 |  | 5199-XZ-825 | SOLENOID VALVE |  |  | DOR | SIS | Field | [7 empty] | NIS | 4503-VZ-DM-T51992001 |  |  |  | 5199-XZY-825/5120-SSB-002 | [28 empty] | 5120-SSB-002
| 6110-TT-646CP |  | 6110-TD-646CP | TEMPERATURE TRANSM. - HEAD MOUNT |  |  | AIRH | DCS | Field | [7 empty] | IS | SLN-2725-6110-7500141446-D02-0001 | 61-E-1012 | 61-E-1012 | 6110-TD-646_G3 | 6110-TT-646CP/6190-DSB-008 | [28 empty] | 6190-DSB-008
| 6121-AT-010 |  | 6121-AD-010GC | ANALYZER - GAS CHROMATOGRAPH |  |  | AIRH | DCS | AS |  |  |  |  | 230 VAC |  |  | IS | 4503-VZ-DM-T61212213 |  |  | ETH_T2 | 6121-AT-010/6190-DSB-008 | [28 empty] | 6190-DSB-008
| 5110-TZT-629AP |  | 5110-TZ-629P | TEMPERATURE TRANSM. - HEAD MOUNT |  |  | AIRH | SIS | Field | [7 empty] | IS | 4503-VZ-DM-T51102023 | 51-E-1004 | 51-E-1004 |  | 5110-TZT-629AP/6190-SSB-002 | [28 empty] | 6190-SSB-002
| 8640-TT-656P |  | 8640-TD-656P | TEMPERATURE TRANSM. - HEAD MOUNT |  |  | AIRH | DCS | Field | [7 empty] | NIS | 4503-GG-VD-BD026T0186P4001AB110 | 86-P-4001B | 86-P-4001A/B | 86-P-4001_G2 | 8640-TT-656P/8691-DSB-001 | [28 empty] | 8691-DSB-001
| 6899-AT-004 |  | 6899-AD-004 | ANALYZER - HC (IR TYPE) |  |  | AIRH | DCS | Field |  |  |  |  | 24 VDC |  |  | NIS | 4503-WZ-DM-T68992001 |  |  |  | 6899-AT-004/6812-DSB-001 | [28 empty] | 6812-DSB-001
| 6899-PT-404 |  | 6899-PD-404 | PRESSURE TRANSMITTER |  |  | AIRH | DCS | Field | [7 empty] | IS | 4503-WZ-DM-T68992001 |  |  |  | 6899-PT-404/6812-DSB-001 | [28 empty] | 6812-DSB-001
| 6899-TT-604 |  | 6899-TD-604 | TEMPERATURE TRANSM. - HEAD MOUNT |  |  | AIRH | DCS | Field | [7 empty] | IS | 4503-WZ-DM-T68992001 |  |  |  | 6899-TT-604/6812-DSB-001 | [28 empty] | 6812-DSB-001
| 3144-XA-306B |  | 3144-LD-306 | HORN |  |  | DOR | DCS | Field | [7 empty] | NIS | 4503-VZ-DM-T31442005 |  |  |  | 3144-XA-306B/3140-DSB-002 | [28 empty] | 3140-DSB-002
| 3170-LSH-324P |  | 3170-LD-324P | LEVEL SWITCH - TUNNING FORK |  |  | DIR | DCS | Field | [7 empty] | NIS | 4503-VZ-DM-T31702004 | 31-HP-8013 | 31-PK-8010 |  | 3170-LSH-324P/6814-DSB-001 | [28 empty] | 6814-DSB-001
| 3170-LSHH-323P |  | 3170-LD-323P | LEVEL SWITCH - TUNNING FORK |  |  | DIR | DCS | Field | [7 empty] | NIS | 4503-VZ-DM-T31702004 | 31-HP-8013 | 31-PK-8010 |  | 3170-LSHH-323P/6814-DSB-001 | [28 empty] | 6814-DSB-001
| 3170-XZSC-840P |  | 3170-XD-840P | LIMIT SWITCH - CLOSE |  |  | DIR | DCS | Field | [7 empty] | IS | 4503-VZ-DM-T31702004 |  | 31-PK-8010 |  | 3170-XZSC-840P/6814-DSB-001 | [28 empty] | 6814-DSB-001
| 6111-XL-975P |  | 6111-XD-975 P | LAMP |  |  | DOR | DCS | LP |  |  |  |  | - |  |  | NIS |  | 6111-XLP-180 | 61-PK-1102B | N2_C2 | 6111-XLP-180/6111-DSB-001 | [28 empty] | 6111-DSB-001
| 3612-TT-653P |  | 3612-TD-653P | TEMPERATURE TRANSM. - HEAD MOUNT |  |  | AIRH | DCS | Field | [7 empty] | IS | 4503-GG-VD-BD026T0136P1201AB049 | 36-P-1201A | 36-P-1201A/B | 36-P-1201_G1 | 3612-TT-653P/3900-DSB-007 | [28 empty] | 3900-DSB-007
| 3612-TT-654P |  | 3612-TD-654P | TEMPERATURE TRANSM. - HEAD MOUNT |  |  | AIRH | DCS | Field | [7 empty] | IS | 4503-GG-VD-BD026T0136P1201AB049 | 36-P-1201B | 36-P-1201A/B | 36-P-1201_G1 | 3612-TT-654P/3900-DSB-007 | [28 empty] | 3900-DSB-007
| 3612-TT-655P |  | 3612-TD-655P | TEMPERATURE TRANSM. - HEAD MOUNT |  |  | AIRH | DCS | Field | [7 empty] | IS | 4503-GG-VD-BD026T0136P1201AB049 | 36-P-1201A | 36-P-1201A/B | 36-P-1201_G2 | 3612-TT-655P/3900-DSB-007 | [28 empty] | 3900-DSB-007
| 3612-TT-656P |  | 3612-TD-656P | TEMPERATURE TRANSM. - HEAD MOUNT |  |  | AIRH | DCS | Field | [7 empty] | IS | 4503-GG-VD-BD026T0136P1201AB049 | 36-P-1201B | 36-P-1201A/B | 36-P-1201_G2 | 3612-TT-656P/3900-DSB-007 | [28 empty] | 3900-DSB-007
| 4175-LT-362P |  | 4175-LD-362P | LEVELTRANSMITTER-GWRADAR |  |  | AIRH | DCS | Field | [7 empty] | IS | 4503-FY-BD428T01GEN001 |  | 41-PK-7501 |  | 4175-LT-362P/6812-DSB-001 | [28 empty] | 6812-DSB-001
| 4175-PT-453P |  | 4175-PD-453P | PRESSURE TRANSMITTER |  |  | AIRH | DCS | Field | [7 empty] | IS | 4503-FY-BD428T01GEN001 |  | 41-PK-7501 |  | 4175-PT-453P/6812-DSB-001 | [28 empty] | 6812-DSB-001
| 5612-PT-451P |  | 5612-PD-451P | PRESSURE TRANSMITTER |  |  | AIRH | DCS | Field | [7 empty] | IS | 4503-WZ-DM-T56122701 | 56-P-1201A | 56-P-1201A/B | 56-P-1201_G1 | 5612-PT-451P/5120-DSB-004 | [28 empty] | 5120-DSB-004
| 5612-PT-452P |  | 5612-PD-452P | PRESSURE TRANSMITTER |  |  | AIRH | DCS | Field | [7 empty] | IS | 4503-WZ-DM-T56122701 | 56-P-1201B | 56-P-1201A/B | 56-P-1201_G2 | 5612-PT-452P/5120-DSB-004 | [28 empty] | 5120-DSB-004
| 8619-TT-651P |  | 8619-TD-651P | TEMPERATURE TRANSM. - HEAD MOUNT |  |  | AIRH | DCS | Field | [7 empty] | NIS | 4503-GG-VD-BD026T0186P1901AB109 | 86-P-1901A | 86-P-1901A | 86-P-1901_G1 | 8619-TT-651P/8691-DSB-001 | [28 empty] | 8691-DSB-001
| 8619-TT-652P |  | 8619-TD-652P | TEMPERATURE TRANSM. - HEAD MOUNT |  |  | AIRH | DCS | Field | [7 empty] | NIS | 4503-GG-VD-BD026T0186P1901AB109 | 86-P-1901B | 86-P-190B | 86-P-1901_G2 | 8619-TT-652P/8691-DSB-001 | [28 empty] | 8691-DSB-001
| 8619-TT-653P |  | 8619-TD-653P | TEMPERATURE TRANSM. - HEAD MOUNT |  |  | AIRH | DCS | Field | [7 empty] | NIS | 4503-GG-VD-BD026T0186P1901AB109 | 86-P-1901A | 86-P-190B | 86-P-1901_G2 | 8619-TT-653P/8691-DSB-001 | [28 empty] | 8691-DSB-001
| 8619-TT-654P |  | 8619-TD-654P | TEMPERATURE TRANSM. - HEAD MOUNT |  |  | AIRH | DCS | Field | [7 empty] | NIS | 4503-GG-VD-BD026T0186P1901AB109 | 86-P-1901B | 86-P-1901A | 86-P-1901_G1 | 8619-TT-654P/8691-DSB-001 | [28 empty] | 8691-DSB-001
| 8620-TT-685P |  | 8620-TD-685P | TEMPERATURE TRANSM. - HEAD MOUNT |  |  | AIRH | DCS | Field | [7 empty] | NIS | 4503-GG-VD-BD026T0186P2005AB051 | 86-P-2005A | 86-P-2005 A/B | 86-P-2005_G1 | 8620-TT-685P/8691-DSB-003 | [28 empty] | 8691-DSB-003
| 8620-TT-686P |  | 8620-TD-686P | TEMPERATURE TRANSM. - HEAD MOUNT |  |  | AIRH | DCS | Field | [7 empty] | NIS | 4503-GG-VD-BD026T0186P2005AB051 | 86-P-2005B | 86-P-2005 A/B | 86-P-2005_G2 | 8620-TT-686P/8691-DSB-003 | [28 empty] | 8691-DSB-003
| 8620-TT-687P |  | 8620-TD-687P | TEMPERATURE TRANSM. - HEAD MOUNT |  |  | AIRH | DCS | Field | [7 empty] | NIS | 4503-GG-VD-BD026T0186P2005AB051 | 86-P-2005A | 86-P-2005 A/B | 86-P-2005_G1 | 8620-TT-687P/8691-DSB-003 | [28 empty] | 8691-DSB-003
| 8620-TT-688P |  | 8620-TD-688P | TEMPERATURE TRANSM. - HEAD MOUNT |  |  | AIRH | DCS | Field | [7 empty] | NIS | 4503-GG-VD-BD026T0186P2005AB051 | 86-P-2005B | 86-P-2005 A/B | 86-P-2005_G2 | 8620-TT-688P/8691-DSB-003 | [28 empty] | 8691-DSB-003

## SJBConfig
SJB_Name | IO_Capacity (48/64/96) | Used IOs | Auto Suggestion | SYSTEM
3900-DSB-005 | 64 | 42 | 48 | DCS
3900-DSB-006 | 64 | 55 | 64 | DCS
3900-DSB-003 | 96 | 81 | 96 | DCS
3140-DSB-003 | 96 | 56 | 64 | DCS
3140-DSB-002 | 96 | 73 | 96 | DCS
3900-DSB-009 | 96 | 81 | 96 | DCS
3900-DSB-010 | 96 | 80 | 96 | DCS
3900-DSB-007 | 96 | 52 | 64 | DCS
3900-DSB-014 | 96 | 84 | 96 | DCS
3900-DSB-013 | 96 | 76 | 96 | DCS
3900-DSB-011 | 96 | 76 | 96 | DCS
3140-DSB-001 | 96 | 80 | 96 | DCS
3900-SSB-002 | 64 | 24 | 48 | SIS
3900-DSB-016 | 96 | 80 | 96 | DCS
3900-SSB-003 | 96 | 59 | 96 | SIS
3900-DSB-012 | 96 | 78 | 96 | DCS
3900-DSB-004 | 64 | 41 | 48 | DCS
3900-PDSSB-002 | 96 | 74 | 96 | PDS
3900-PDSSB-001 | 96 | 68 | 96 | PDS
3900-SSB-004 | 64 | 46 | 64 | SIS
6190-DSB-006 | 96 | 82 | 96 | DCS
3900-DSB-001 | 96 | 81 | 96 | DCS
3900-SSB-001 | 64 | 13 | 48 | SIS
6190-DSB-007 | 96 | 35 | 48 | DCS
3900-DSB-008 | 96 | 55 | 64 | DCS
3900-DSB-002 | 96 | 14 | 48 | DCS
3900-DSB-015 | 96 | 20 | 48 | DCS
6812-DSB-001 | 96 | 58 | 64 | DCS
8691-DSB-001 | 64 | 58 | 64 | DCS
8691-DSB-003 | 96 | 74 | 96 | DCS
3900-DSB-017 | 96 | 70 | 96 | DCS
6111-DSB-005 | 96 | 78 | 96 | DCS
8620-DSB-001 | 96 | 57 | 64 | DCS
6814-DSB-001 | 96 | 47 | 64 | DCS
3156-DSB-001 | 64 | 48 | 64 | DCS
5110-DSB-001 | 96 | 79 | 96 | DCS
5110-DSB-002 | 96 | 36 | 48 | DCS
6802-DSB-001 | 64 | 36 | 48 | DCS
5120-DSB-001 | 96 | 79 | 96 | DCS
5110-SSB-001 | 96 | 78 | 96 | SIS
5120-DSB-002 | 96 | 74 | 96 | DCS
5120-DSB-003 | 96 | 43 | 48 | DCS
6190-DSB-001 | 96 | 78 | 96 | DCS
6190-DSB-002 | 96 | 72 | 96 | DCS
5110-SSB-002 | 96 | 67 | 96 | SIS
6190-SSB-001 | 96 | 52 | 64 | SIS
5120-DSB-004 | 96 | 43 | 48 | DCS
5120-SSB-001 | 96 | 64 | 96 | SIS
6190-SSB-002 | 96 | 66 | 96 | SIS
5110-DSB-003 | 96 | 48 | 64 | DCS
5110-SSB-003 | 64 | 12 | 48 | SIS
5120-SSB-002 | 64 | 25 | 48 | SIS
6111-DSB-004 | 64 | 45 | 64 | DCS
6111-SSB-001 | 64 | 18 | 48 | SIS
6190-DSB-005 | 96 | 81 | 96 | DCS
6190-DSB-004 | 96 | 84 | 96 | DCS
6190-DSB-003 | 96 | 83 | 96 | DCS
6111-DSB-002 | 96 | 80 | 96 | DCS
6111-SSB-002 | 64 | 30 | 48 | SIS
6111-DSB-001 | 96 | 68 | 96 | DCS
5120-DSB-005 | 48 | 21 | 48 | DCS
6190-SSB-003 | 96 | 34 | 48 | SIS
6190-DSB-008 | 64 | 40 | 48 | DCS
6111-DSB-003 | 64 | 25 | 48 | DCS
6802-DSB-002 | 64 | 4 | 48 | DCS
8691-DSB-002 | 48 | 26 | 48 | DCS
8691-SSB-001 | 48 | 14 | 48 | SIS
8909-DSB-001 | 64 | 38 | 48 | DCS
8904-SSB-001 | 64 | 6 | 48 | SIS
8901-DSB-001 | 64 | 27 | 48 | DCS

## AssignedReport
SUMMARY - SJB Capacity & Spare Count
SJB_Name | System | IO Capacity | Total Cards | Used IOs | Spare Count | % Spare | Status
3900-DSB-005 | DCS | 64 | 16 | 42 | 22 | 34.4% | OK
3900-DSB-006 | DCS | 64 | 16 | 55 | 9 | 14.1% | OK
3900-DSB-003 | DCS | 96 | 24 | 81 | 15 | 15.6% | OK
3140-DSB-003 | DCS | 96 | 24 | 56 | 40 | 41.7% | OK
3140-DSB-002 | DCS | 96 | 24 | 73 | 23 | 24% | OK
3900-DSB-009 | DCS | 96 | 24 | 81 | 15 | 15.6% | OK
3900-DSB-010 | DCS | 96 | 24 | 80 | 16 | 16.7% | OK
3900-DSB-007 | DCS | 96 | 24 | 52 | 44 | 45.8% | OK
3900-DSB-014 | DCS | 96 | 24 | 84 | 12 | 12.5% | OK
3900-DSB-013 | DCS | 96 | 24 | 76 | 20 | 20.8% | OK
3900-DSB-011 | DCS | 96 | 24 | 76 | 20 | 20.8% | OK
3140-DSB-001 | DCS | 96 | 24 | 80 | 16 | 16.7% | OK
3900-SSB-002 | SIS | 64 | 4 | 19 | 45 | 70.3% | OVER CAPACITY by 5
3900-DSB-016 | DCS | 96 | 24 | 80 | 16 | 16.7% | OK
3900-SSB-003 | SIS | 96 | 6 | 59 | 37 | 38.5% | OK
3900-DSB-012 | DCS | 96 | 24 | 78 | 18 | 18.8% | OK
3900-DSB-004 | DCS | 64 | 16 | 41 | 23 | 35.9% | OK
3900-PDSSB-002 | PDS | 96 | 24 | 74 | 22 | 22.9% | OK
3900-PDSSB-001 | PDS | 96 | 24 | 68 | 28 | 29.2% | OK
3900-SSB-004 | SIS | 64 | 4 | 33 | 31 | 48.4% | OVER CAPACITY by 13
6190-DSB-006 | DCS | 96 | 24 | 82 | 14 | 14.6% | OK
3900-DSB-001 | DCS | 96 | 24 | 81 | 15 | 15.6% | OK
3900-SSB-001 | SIS | 64 | 4 | 13 | 51 | 79.7% | OK
6190-DSB-007 | DCS | 96 | 24 | 35 | 61 | 63.5% | OK
3900-DSB-008 | DCS | 96 | 24 | 55 | 41 | 42.7% | OK
3900-DSB-002 | DCS | 96 | 24 | 14 | 82 | 85.4% | OK
3900-DSB-015 | DCS | 96 | 24 | 20 | 76 | 79.2% | OK
6812-DSB-001 | DCS | 96 | 24 | 58 | 38 | 39.6% | OK
8691-DSB-001 | DCS | 64 | 16 | 58 | 6 | 9.4% | OK
8691-DSB-003 | DCS | 96 | 24 | 74 | 22 | 22.9% | OK
3900-DSB-017 | DCS | 96 | 24 | 70 | 26 | 27.1% | OK
6111-DSB-005 | DCS | 96 | 24 | 78 | 18 | 18.8% | OK
8620-DSB-001 | DCS | 96 | 24 | 57 | 39 | 40.6% | OK
6814-DSB-001 | DCS | 96 | 24 | 47 | 49 | 51% | OK
3156-DSB-001 | DCS | 64 | 16 | 48 | 16 | 25% | OK
5110-DSB-001 | DCS | 96 | 24 | 79 | 17 | 17.7% | OK
5110-DSB-002 | DCS | 96 | 24 | 36 | 60 | 62.5% | OK
6802-DSB-001 | DCS | 64 | 16 | 36 | 28 | 43.8% | OK
5120-DSB-001 | DCS | 96 | 24 | 79 | 17 | 17.7% | OK
5110-SSB-001 | SIS | 96 | 6 | 78 | 18 | 18.8% | OK
5120-DSB-002 | DCS | 96 | 24 | 74 | 22 | 22.9% | OK
5120-DSB-003 | DCS | 96 | 24 | 43 | 53 | 55.2% | OK
6190-DSB-001 | DCS | 96 | 24 | 78 | 18 | 18.8% | OK
6190-DSB-002 | DCS | 96 | 24 | 72 | 24 | 25% | OK
5110-SSB-002 | SIS | 96 | 6 | 67 | 29 | 30.2% | OK
6190-SSB-001 | SIS | 96 | 6 | 52 | 44 | 45.8% | OK
5120-DSB-004 | DCS | 96 | 24 | 43 | 53 | 55.2% | OK
5120-SSB-001 | SIS | 96 | 6 | 64 | 32 | 33.3% | OK
6190-SSB-002 | SIS | 96 | 6 | 66 | 30 | 31.3% | OK
5110-DSB-003 | DCS | 96 | 24 | 48 | 48 | 50% | OK
5110-SSB-003 | SIS | 64 | 4 | 12 | 52 | 81.3% | OK
5120-SSB-002 | SIS | 64 | 4 | 25 | 39 | 60.9% | OK
6111-DSB-004 | DCS | 64 | 16 | 45 | 19 | 29.7% | OK
6111-SSB-001 | SIS | 64 | 4 | 18 | 46 | 71.9% | OK
6190-DSB-005 | DCS | 96 | 24 | 81 | 15 | 15.6% | OK
6190-DSB-004 | DCS | 96 | 24 | 84 | 12 | 12.5% | OK
6190-DSB-003 | DCS | 96 | 24 | 83 | 13 | 13.5% | OK
6111-DSB-002 | DCS | 96 | 24 | 80 | 16 | 16.7% | OK
6111-SSB-002 | SIS | 64 | 4 | 22 | 42 | 65.6% | OVER CAPACITY by 8
6111-DSB-001 | DCS | 96 | 24 | 68 | 28 | 29.2% | OK
5120-DSB-005 | DCS | 48 | 12 | 21 | 27 | 56.3% | OK
6190-SSB-003 | SIS | 96 | 6 | 15 | 81 | 84.4% | OVER CAPACITY by 19
6190-DSB-008 | DCS | 64 | 16 | 40 | 24 | 37.5% | OK
6111-DSB-003 | DCS | 64 | 16 | 25 | 39 | 60.9% | OK
6802-DSB-002 | DCS | 64 | 16 | 4 | 60 | 93.8% | OK
8691-DSB-002 | DCS | 48 | 12 | 26 | 22 | 45.8% | OK
8691-SSB-001 | SIS | 48 | 3 | 14 | 34 | 70.8% | OK
8909-DSB-001 | DCS | 64 | 16 | 38 | 26 | 40.6% | OK
8904-SSB-001 | SIS | 64 | 4 | 6 | 58 | 90.6% | OK
8901-DSB-001 | DCS | 64 | 16 | 27 | 37 | 57.8% | OK
TOTAL |  | 5936 | 1253 | 3727 | 2209 | 37.2%

## DCS Tag Assignment Report
DCS TAG ASSIGNMENT REPORT (Card -> Channel, incl. SPARE)
STATUS | Tag_Number | Control_System_Tag | Loop_Number | INSTR_TYPE_DESC | TAG_SERVICE_1 | TAG_SERVICE_2 | IO_TYPE | SYSTEM | LOCATION | SIGNAL_DESTINATION | LOOP_POWERD | DO_RELAY_TYPE | POWER_CONSUMPTION | EXTERNAL_POWER | SIGNAL_VOLTAGE_LEVEL | INTRINSIC_SAFETY_BARRIER | CS_Execution | CLIENT_PID_NO | EQUIPMENT_NAME | PACKAGE_NAME | GROUPING_REMARKS | Cable Name | Cable Type Name | Cable_Term | IRP_Cabinet_Name | Ele_TS_Name | Ele_TS_No | Relay_No | Relay_Type | NO/NC Contact | FTA Name (IRP) | FTA No. (IRP) | Signal Conditioner Type (IRP) | Card No. (IRP) | Channel No.(IRP) | Communication Module No. (IRP) | Aux_Cabinet_Name | Field_TS_Name | Field_TS_No | Aux_Cmpt_Term_IN_No | Aux_Cmpt_No | Aux_Cmpt_Make/Model | Aux_Cmpt_Term_OUT_No | Aux_Cmpt_Power_Source | Aux_Cmpt_Power_Term_No(s) | Aux_TS_OUT_Name | Aux_TS_OUT_No | Aux_Inter_Cable_Name | Aux_Inter_Cable_Type | Aux_Inter_Cable_Term | SJB_Name | FTA Name | FTA No. | Barrier Type | Signal Conditioner Type | Card No. | Channel No. | Communication Module No. | FOJB_Name | Marshalling Cabinet Name (RIO) | FTA Name (RIO) | FTA No. (RIO) | Barrier Model (RIO) | Signal Conditioner Type (RIO) | Card No. (RIO) | Channel No. (RIO) | Communication Module No. (RIO) | System Cabinet Name | CPU Name | Remarks | Revision
| 3140-PT-467 |  | 3140-PD-467 | PRESSURE TRANSMITTER |  |  | AIRH | DCS | Field | [7 empty] | IS | 4503-VZ-DM-T31402013 |  |  |  | 3140-PT-467/3140-DSB-001 | [28 empty] | 3140-DSB-001 |  |  |  |  | 1 | 1
| 3140-PT-468 |  | 3140-PD-468 | PRESSURE TRANSMITTER |  |  | AIRH | DCS | Field | [7 empty] | IS | 4503-VZ-DM-T31402013 |  |  |  | 3140-PT-468/3140-DSB-001 | [28 empty] | 3140-DSB-001 |  |  |  |  | 1 | 2
| 3140-TT-609 |  | 3140-TD-609 | TEMPERATURE TRANSM. - HEAD MOUNT |  |  | AIRH | DCS | Field | [7 empty] | IS | 4503-VZ-DM-T31402003 |  |  |  | 3140-TT-609/3140-DSB-001 | [28 empty] | 3140-DSB-001 |  |  |  |  | 1 | 3
| 3140-TT-610 |  | 3140-TD-610 | TEMPERATURE TRANSM. - HEAD MOUNT |  |  | AIRH | DCS | Field | [7 empty] | IS | 4503-VZ-DM-T31402003 |  |  |  | 3140-TT-610/3140-DSB-001 | [28 empty] | 3140-DSB-001 |  |  |  |  | 1 | 4
| 3140-TT-611 |  | 3140-TD-611 | TEMPERATURE TRANSM. - HEAD MOUNT |  |  | AIRH | DCS | Field | [7 empty] | IS | 4503-VZ-DM-T31402013 |  |  |  | 3140-TT-611/3140-DSB-001 | [28 empty] | 3140-DSB-001 |  |  |  |  | 2 | 1
| 3140-TT-615 |  | 3140-TD-615 | TEMPERATURE TRANSM. - HEAD MOUNT |  |  | AIRH | DCS | Field | [7 empty] | IS | 4503-VZ-DM-T31402013 |  |  |  | 3140-TT-615/3140-DSB-001 | [28 empty] | 3140-DSB-001 |  |  |  |  | 2 | 2
| 3140-TY-628 |  | 3140-TD-628 | E/P POSITIONER |  |  | AORH | DCS | Field | [7 empty] | IS | 4503-VZ-DM-T31402013 |  |  |  | 3140-TY-628/3140-DSB-001 | [28 empty] | 3140-DSB-001 |  |  |  |  | 2 | 3
| 3140-TY-629 |  | 3140-TD-629 | E/P POSITIONER |  |  | AORH | DCS | Field | [7 empty] | IS | 4503-VZ-DM-T31402013 |  |  |  | 3140-TY-629/3140-DSB-001 | [28 empty] | 3140-DSB-001 |  |  |  |  | 2 | 4
| 3140-XZSC-854 |  | 3140-XD-854 | LIMIT SWITCH - CLOSE |  |  | DIR | DCS | Field | [7 empty] | IS | 4503-VZ-DM-T31402013 |  |  |  | 3140-XZSC-854/3140-DSB-001 | [28 empty] | 3140-DSB-001 |  |  |  |  | 3 | 1
| 3140-XZSO-854 |  | 3140-XD-854 | LIMIT SWITCH - OPEN |  |  | DIR | DCS | Field | [7 empty] | IS | 4503-VZ-DM-T31402013 |  |  |  | 3140-XZSO-854/3140-DSB-001 | [28 empty] | 3140-DSB-001 |  |  |  |  | 3 | 2
| 3143-PT-405P |  | 3143-PD-405P | PRESSURE TRANSM. - DIAPH. WITH CAPILLARY |  |  | AIRH | DCS | Field | [7 empty] | IS | 4503-VZ-DM-T31432001 | 31-P-4353 | 31-P-4353 |  | 3143-PT-405P/3140-DSB-001 | [28 empty] | 3140-DSB-001 |  |  |  |  | 3 | 3
| 3143-PT-407P |  | 3143-PD-407P | PRESSURE TRANSM. - DIAPH. WITH CAPILLARY |  |  | AIRH | DCS | Field | [7 empty] | IS | 4503-VZ-DM-T31432001 | 31-P-4354 | 31-P-4354 |  | 3143-PT-407P/3140-DSB-001 | [28 empty] | 3140-DSB-001 |  |  |  |  | 3 | 4
| 3143-PT-409P |  | 3143-PD-409P | PRESSURE TRANSM. - DIAPH. WITH CAPILLARY |  |  | AIRH | DCS | Field | [7 empty] | IS | 4503-VZ-DM-T31432002 | 31-P-4358 | 31-P-4358 |  | 3143-PT-409P/3140-DSB-001 | [28 empty] | 3140-DSB-001 |  |  |  |  | 4 | 1
| 3144-KZSC-814 |  | 3144-KD-814 | LIMIT SWITCH - CLOSE |  |  | DIR | DCS | Field | [7 empty] | IS | 4503-VZ-DM-T31442009 |  |  |  | 3144-KZSC-814/3140-DSB-001 | [28 empty] | 3140-DSB-001 |  |  |  |  | 4 | 2
| 3144-KZSO-814 |  | 3144-KD-814 | LIMIT SWITCH - OPEN |  |  | DIR | DCS | Field | [7 empty] | IS | 4503-VZ-DM-T31442009 |  |  |  | 3144-KZSO-814/3140-DSB-001 | [28 empty] | 3140-DSB-001 |  |  |  |  | 4 | 3
| 3144-KZSO-815 |  | 3144-KD-815 | LIMIT SWITCH - OPEN |  |  | DIR | DCS | Field | [7 empty] | IS | 4503-VZ-DM-T31442006 |  |  |  | 3144-KZSO-815/3140-DSB-001 | [28 empty] | 3140-DSB-001 |  |  |  |  | 4 | 4
| 3144-KZSC-815 |  | 3144-KD-815 | LIMIT SWITCH - CLOSE |  |  | DIR | DCS | Field | [7 empty] | IS | 4503-VZ-DM-T31442006 |  |  |  | 3144-KZSC-815/3140-DSB-001 | [28 empty] | 3140-DSB-001 |  |  |  |  | 5 | 1
| 3144-KZSC-816 |  | 3144-KD-816 | LIMIT SWITCH - CLOSE |  |  | DIR | DCS | Field | [7 empty] | IS | 4503-VZ-DM-T31442009 |  |  |  | 3144-KZSC-816/3140-DSB-001 | [28 empty] | 3140-DSB-001 |  |  |  |  | 5 | 2
| 3144-KZSO-816 |  | 3144-KD-816 | LIMIT SWITCH - OPEN |  |  | DIR | DCS | Field | [7 empty] | IS | 4503-VZ-DM-T31442009 |  |  |  | 3144-KZSO-816/3140-DSB-001 | [28 empty] | 3140-DSB-001 |  |  |  |  | 5 | 3
| 3144-LT-301 |  | 3144-LD-301 | LEVEL TRANSMITTER - GW RADAR |  |  | AIRH | DCS | Field | [7 empty] | IS | 4503-VZ-DM-T31442003 | 31-V-4481 |  |  | 3144-LT-301/3140-DSB-001 | [28 empty] | 3140-DSB-001 |  |  |  |  | 5 | 4
| 3144-PT-401 |  | 3144-PD-401 | PRESSURE TRANSMITTER |  |  | AIRH | DCS | Field | [7 empty] | IS | 4503-VZ-DM-T31442003 |  |  |  | 3144-PT-401/3140-DSB-001 | [28 empty] | 3140-DSB-001 |  |  |  |  | 6 | 1
| 3144-PY-402A |  | 3144-PD-402 | E/P POSITIONER |  |  | AORH | DCS | Field | [7 empty] | IS | 4503-VZ-DM-T31442001 |  |  |  | 3144-PY-402A/3140-DSB-001 | [28 empty] | 3140-DSB-001 |  |  |  |  | 6 | 2
| 3144-PY-402B |  | 3144-PD-402 | E/P POSITIONER |  |  | AORH | DCS | Field | [7 empty] | IS | 4503-VZ-DM-T31442001 |  |  |  | 3144-PY-402B/3140-DSB-001 | [28 empty] | 3140-DSB-001 |  |  |  |  | 6 | 3
| 3144-PIT-409 |  | 3144-PD-409 | PRESSURE IND. TRANSM - DIAPH. WITH CAP |  |  | AIRH | DCS | Field | [7 empty] | IS | 4503-VZ-DM-T31442004 |  |  |  | 3144-PIT-409/3140-DSB-001 | [28 empty] | 3140-DSB-001 |  |  |  |  | 6 | 4
| 3144-PDT-411 |  | 3144-PD-411 | PRESSURE DIFF. TRAN. -HP DIAPH./LP THRD. |  |  | AIRH | DCS | Field | [7 empty] | IS | 4503-VZ-DM-T31442006 |  |  |  | 3144-PDT-411/3140-DSB-001 | [28 empty] | 3140-DSB-001 |  |  |  |  | 7 | 1
| 3144-PIT-413 |  | 3144-PD-413 | PRESSURE IND. TRANSM - DIAPH. WITH CAP |  |  | AIRH | DCS | Field | [7 empty] | IS | 4503-VZ-DM-T31442004 |  |  |  | 3144-PIT-413/3140-DSB-001 | [28 empty] | 3140-DSB-001 |  |  |  |  | 7 | 2
| 3144-PDT-415 |  | 3144-PD-415 | PRESSURE DIFF. TRAN. -HP DIAPH./LP THRD. |  |  | AIRH | DCS | Field | [7 empty] | IS | 4503-VZ-DM-T31442009 |  |  |  | 3144-PDT-415/3140-DSB-001 | [28 empty] | 3140-DSB-001 |  |  |  |  | 7 | 3
| 3144-PIT-493 |  | 3144-PD-493 | PRESSURE IND. TRANSM - DIAPH. WITH CAP |  |  | AIRH | DCS | Field | [7 empty] | IS | 4503-VZ-DM-T31442004 |  |  |  | 3144-PIT-493/3140-DSB-001 | [28 empty] | 3140-DSB-001 |  |  |  |  | 7 | 4
| 3144-SE-923 |  | 3144-SD-923 | SPEED SENSOR |  |  | AIRH | DCS | Field | [7 empty] | IS | 4503-VZ-DM-T31442001 |  |  |  | 3144-SE-923/3140-DSB-001 | [28 empty] | 3140-DSB-001 |  |  |  |  | 8 | 1
| 3144-XA-901B |  | 3144-WD-901 | HORN |  |  | DOR | DCS | Field | [7 empty] | IS | 4503-VZ-DM-T31442001 |  |  |  | 3144-XA-901B/3140-DSB-001 | [28 empty] | 3140-DSB-001 |  |  |  |  | 8 | 2
| 3144-WT-901 |  | 3144-WD-901 | WEIGHT TRANSMITTER |  |  | AIRH | DCS | Field |  |  |  |  | 230 VAC |  |  | IS | 4503-VZ-DM-T31442001 | 31-V-4475 |  |  | 3144-WT-901/3140-DSB-001 | [28 empty] | 3140-DSB-001 |  |  |  |  | 8 | 3
| 3144-XZSO-801 |  | 3144-XD-801 | LIMIT SWITCH - OPEN |  |  | DIR | DCS | Field | [7 empty] | IS | 4503-VZ-DM-T31442008 |  |  |  | 3144-XZSO-801/3140-DSB-001 | [28 empty] | 3140-DSB-001 |  |  |  |  | 8 | 4
| 3144-XZSC-801 |  | 3144-XD-801 | LIMIT SWITCH - CLOSE |  |  | DIR | DCS | Field | [7 empty] | IS | 4503-VZ-DM-T31442008 |  |  |  | 3144-XZSC-801/3140-DSB-001 | [28 empty] | 3140-DSB-001 |  |  |  |  | 9 | 1
| 3144-XZSC-802 |  | 3144-XD-802 | LIMIT SWITCH - CLOSE |  |  | DIR | DCS | Field | [7 empty] | IS | 4503-VZ-DM-T31442008 |  |  |  | 3144-XZSC-802/3140-DSB-001 | [28 empty] | 3140-DSB-001 |  |  |  |  | 9 | 2
| 3144-XZSO-802 |  | 3144-XD-802 | LIMIT SWITCH - OPEN |  |  | DIR | DCS | Field | [7 empty] | IS | 4503-VZ-DM-T31442008 |  |  |  | 3144-XZSO-802/3140-DSB-001 | [28 empty] | 3140-DSB-001 |  |  |  |  | 9 | 3
| 3144-XZSC-803 |  | 3144-XD-803 | LIMIT SWITCH - CLOSE |  |  | DIR | DCS | Field | [7 empty] | IS | 4503-VZ-DM-T31442008 |  |  |  | 3144-XZSC-803/3140-DSB-001 | [28 empty] | 3140-DSB-001 |  |  |  |  | 9 | 4
| 3144-XZSO-803 |  | 3144-XD-803 | LIMIT SWITCH - OPEN |  |  | DIR | DCS | Field | [7 empty] | IS | 4503-VZ-DM-T31442008 |  |  |  | 3144-XZSO-803/3140-DSB-001 | [28 empty] | 3140-DSB-001 |  |  |  |  | 10 | 1
| 3144-XZSC-804 |  | 3144-XD-804 | LIMIT SWITCH - CLOSE |  |  | DIR | DCS | Field | [7 empty] | IS | 4503-VZ-DM-T31442008 |  |  |  | 3144-XZSC-804/3140-DSB-001 | [28 empty] | 3140-DSB-001 |  |  |  |  | 10 | 2
| 3144-XZSO-804 |  | 3144-XD-804 | LIMIT SWITCH - OPEN |  |  | DIR | DCS | Field | [7 empty] | IS | 4503-VZ-DM-T31442008 |  |  |  | 3144-XZSO-804/3140-DSB-001 | [28 empty] | 3140-DSB-001 |  |  |  |  | 10 | 3
| 3144-XZSC-805 |  | 3144-XD-805 | LIMIT SWITCH - CLOSE |  |  | DIR | DCS | Field | [7 empty] | IS | 4503-VZ-DM-T31442008 |  |  |  | 3144-XZSC-805/3140-DSB-001 | [28 empty] | 3140-DSB-001 |  |  |  |  | 10 | 4
| 3144-XZSO-805 |  | 3144-XD-805 | LIMIT SWITCH - OPEN |  |  | DIR | DCS | Field | [7 empty] | IS | 4503-VZ-DM-T31442008 |  |  |  | 3144-XZSO-805/3140-DSB-001 | [28 empty] | 3140-DSB-001 |  |  |  |  | 11 | 1
| 3144-XZSC-808 |  | 3144-XD-808 | LIMIT SWITCH - CLOSE |  |  | DIR | DCS | Field | [7 empty] | IS | 4503-VZ-DM-T31442011 |  |  |  | 3144-XZSC-808/3140-DSB-001 | [28 empty] | 3140-DSB-001 |  |  |  |  | 11 | 2
| 3144-XZSO-808 |  | 3144-XD-808 | LIMIT SWITCH - OPEN |  |  | DIR | DCS | Field | [7 empty] | IS | 4503-VZ-DM-T31442011 |  |  |  | 3144-XZSO-808/3140-DSB-001 | [28 empty] | 3140-DSB-001 |  |  |  |  | 11 | 3
| 3144-XZSC-809 |  | 3144-XD-809 | LIMIT SWITCH - CLOSE |  |  | DIR | DCS | Field | [7 empty] | IS | 4503-VZ-DM-T31442011 |  |  |  | 3144-XZSC-809/3140-DSB-001 | [28 empty] | 3140-DSB-001 |  |  |  |  | 11 | 4
| 3144-XZSO-809 |  | 3144-XD-809 | LIMIT SWITCH - OPEN |  |  | DIR | DCS | Field | [7 empty] | IS | 4503-VZ-DM-T31442011 |  |  |  | 3144-XZSO-809/3140-DSB-001 | [28 empty] | 3140-DSB-001 |  |  |  |  | 12 | 1
| 3144-XZSC-810 |  | 3144-XD-810 | LIMIT SWITCH - CLOSE |  |  | DIR | DCS | Field | [7 empty] | IS | 4503-VZ-DM-T31442011 |  |  |  | 3144-XZSC-810/3140-DSB-001 | [28 empty] | 3140-DSB-001 |  |  |  |  | 12 | 2
| 3144-XZSO-810 |  | 3144-XD-810 | LIMIT SWITCH - OPEN |  |  | DIR | DCS | Field | [7 empty] | IS | 4503-VZ-DM-T31442011 |  |  |  | 3144-XZSO-810/3140-DSB-001 | [28 empty] | 3140-DSB-001 |  |  |  |  | 12 | 3
| 3144-XZSC-811 |  | 3144-XD-811 | LIMIT SWITCH - CLOSE |  |  | DIR | DCS | Field | [7 empty] | IS | 4503-VZ-DM-T31442011 |  |  |  | 3144-XZSC-811/3140-DSB-001 | [28 empty] | 3140-DSB-001 |  |  |  |  | 12 | 4
| 3144-XZSO-811 |  | 3144-XD-811 | LIMIT SWITCH - OPEN |  |  | DIR | DCS | Field | [7 empty] | IS | 4503-VZ-DM-T31442011 |  |  |  | 3144-XZSO-811/3140-DSB-001 | [28 empty] | 3140-DSB-001 |  |  |  |  | 13 | 1
| 3144-XZSC-812 |  | 3144-XD-812 | LIMIT SWITCH - CLOSE |  |  | DIR | DCS | Field | [7 empty] | IS | 4503-VZ-DM-T31442011 |  |  |  | 3144-XZSC-812/3140-DSB-001 | [28 empty] | 3140-DSB-001 |  |  |  |  | 13 | 2
| 3144-XZSO-812 |  | 3144-XD-812 | LIMIT SWITCH - OPEN |  |  | DIR | DCS | Field | [7 empty] | IS | 4503-VZ-DM-T31442011 |  |  |  | 3144-XZSO-812/3140-DSB-001 | [28 empty] | 3140-DSB-001 |  |  |  |  | 13 | 3
| 3145-FIT-201 |  | 3145-FD-201 | FLOW IND.TRANSM. - CORIOLIS REMOTE MOUNT |  |  | AIRH | DCS | Field |  |  |  |  | 230 VAC |  |  | IS | 4503-VZ-DM-T31452003 |  |  |  | 3145-FIT-201/3140-DSB-001 | [28 empty] | 3140-DSB-001 |  |  |  |  | 13 | 4
| 3145-TT-602 |  | 3145-FD-201 | TEMPERATURE TRANSMITTER |  |  | AIRH | DCS | Field | [7 empty] | IS | 4503-VZ-DM-T31452003 |  |  |  | 3145-TT-602/3140-DSB-001 | [28 empty] | 3140-DSB-001 |  |  |  |  | 14 | 1
| 3145-FY-202 |  | 3145-FD-202 | E/P POSITIONER |  |  | AORH | DCS | Field | [7 empty] | IS | 4503-VZ-DM-T31452003 |  |  |  | 3145-FY-202/3140-DSB-001 | [28 empty] | 3140-DSB-001 |  |  |  |  | 14 | 2
| 3145-FIT-204 |  | 3145-FD-204 | FLOW IND.TRANSM. - CORIOLIS REMOTE MOUNT |  |  | AIRH | DCS | Field |  |  |  |  | 230 VAC |  |  | IS | 4503-VZ-DM-T31452003 |  |  |  | 3145-FIT-204/3140-DSB-001 | [28 empty] | 3140-DSB-001 |  |  |  |  | 14 | 3
| 3145-TT-603 |  | 3145-FD-204 | TEMPERATURE TRANSMITTER |  |  | AIRH | DCS | Field | [7 empty] | IS | 4503-VZ-DM-T31452003 |  |  |  | 3145-TT-603/3140-DSB-001 | [28 empty] | 3140-DSB-001 |  |  |  |  | 14 | 4
| 3145-FY-205 |  | 3145-FD-205 | E/P POSITIONER |  |  | AORH | DCS | Field | [7 empty] | IS | 4503-VZ-DM-T31452003 |  |  |  | 3145-FY-205/3140-DSB-001 | [28 empty] | 3140-DSB-001 |  |  |  |  | 15 | 1
| 3145-KZSS-803 |  | 3145-KD-803 | LIMIT SWITCH - STRAIGHT |  |  | DIR | DCS | Field | [7 empty] | IS | 4503-VZ-DM-T31452003 |  |  |  | 3145-KZSS-803/3140-DSB-001 | [28 empty] | 3140-DSB-001 |  |  |  |  | 15 | 2
| 3145-KZSD-803 |  | 3145-KD-803 | LIMIT SWITCH - DIVERT |  |  | DIR | DCS | Field | [7 empty] | IS | 4503-VZ-DM-T31452003 |  |  |  | 3145-KZSD-803/3140-DSB-001 | [28 empty] | 3140-DSB-001 |  |  |  |  | 15 | 3
| 3145-KZSC-804 |  | 3145-KD-804 | LIMIT SWITCH - CLOSE |  |  | DIR | DCS | Field | [7 empty] | IS | 4503-VZ-DM-T31452003 |  |  |  | 3145-KZSC-804/3140-DSB-001 | [28 empty] | 3140-DSB-001 |  |  |  |  | 15 | 4
| 3145-KZSO-804 |  | 3145-KD-804 | LIMIT SWITCH - OPEN |  |  | DIR | DCS | Field | [7 empty] | IS | 4503-VZ-DM-T31452003 |  |  |  | 3145-KZSO-804/3140-DSB-001 | [28 empty] | 3140-DSB-001 |  |  |  |  | 16 | 1
| 3145-KZSD-805 |  | 3145-KD-805 | LIMIT SWITCH - DIVERT |  |  | DIR | DCS | Field | [7 empty] | IS | 4503-VZ-DM-T31452003 |  |  |  | 3145-KZSD-805/3140-DSB-001 | [28 empty] | 3140-DSB-001 |  |  |  |  | 16 | 2
| 3145-KZSS-805 |  | 3145-KD-805 | LIMIT SWITCH - STRAIGHT |  |  | DIR | DCS | Field | [7 empty] | IS | 4503-VZ-DM-T31452003 |  |  |  | 3145-KZSS-805/3140-DSB-001 | [28 empty] | 3140-DSB-001 |  |  |  |  | 16 | 3
| 3145-KZSC-806 |  | 3145-KD-806 | LIMIT SWITCH - CLOSE |  |  | DIR | DCS | Field | [7 empty] | IS | 4503-VZ-DM-T31452003 |  |  |  | 3145-KZSC-806/3140-DSB-001 | [28 empty] | 3140-DSB-001 |  |  |  |  | 16 | 4
| 3145-KZSO-806 |  | 3145-KD-806 | LIMIT SWITCH - OPEN |  |  | DIR | DCS | Field | [7 empty] | IS | 4503-VZ-DM-T31452003 |  |  |  | 3145-KZSO-806/3140-DSB-001 | [28 empty] | 3140-DSB-001 |  |  |  |  | 17 | 1
| 3145-LT-306 |  | 3145-LD-306 | LEVEL TRANSM. - DP DIAPHRAGM CAPILLARY |  |  | AIRH | DCS | Field | [7 empty] | IS | 4503-VZ-DM-T31452002 | 31-V-4586 |  |  | 3145-LT-306/3140-DSB-001 | [28 empty] | 3140-DSB-001 |  |  |  |  | 17 | 2
| 3145-PY-405A |  | 3145-PD-405 | E/P POSITIONER |  |  | AORH | DCS | Field | [7 empty] | IS | 4503-VZ-DM-T31452002 |  |  |  | 3145-PY-405A/3140-DSB-001 | [28 empty] | 3140-DSB-001 |  |  |  |  | 17 | 3
| 3145-PY-405B |  | 3145-PD-405 | E/P POSITIONER |  |  | AORH | DCS | Field | [7 empty] | IS | 4503-VZ-DM-T31452002 |  |  |  | 3145-PY-405B/3140-DSB-001 | [28 empty] | 3140-DSB-001 |  |  |  |  | 17 | 4
| 3145-SE-901 |  | 3145-SD-901 | SPEED SENSOR / TRANSMITTER |  |  | AIRH | DCS | Field |  |  |  |  | 230 VAC |  |  | IS | 4503-VZ-DM-T31452002 | 31-V-4586 |  |  | 3145-SE-901/3140-DSB-001 | [28 empty] | 3140-DSB-001 |  |  |  |  | 18 | 1
| 3145-TIT-601 |  | 3145-TD-601 | TEMPERATURE IND. TRANSM. - REMOTE MOUNT |  |  | AIRH | DCS | Field | [7 empty] | IS | 4503-VZ-DM-T31452002 | 31-V-4586 |  |  | 3145-TIT-601/3140-DSB-001 | [28 empty] | 3140-DSB-001 |  |  |  |  | 18 | 2
| 3145-XZSC-801 |  | 3145-XD-801 | LIMIT SWITCH - CLOSE |  |  | DIR | DCS | Field | [7 empty] | IS | 4503-VZ-DM-T31452003 |  |  |  | 3145-XZSC-801/3140-DSB-001 | [28 empty] | 3140-DSB-001 |  |  |  |  | 18 | 3
| 3145-XZSO-801 |  | 3145-XD-801 | LIMIT SWITCH - OPEN |  |  | DIR | DCS | Field | [7 empty] | IS | 4503-VZ-DM-T31452003 |  |  |  | 3145-XZSO-801/3140-DSB-001 | [28 empty] | 3140-DSB-001 |  |  |  |  | 18 | 4
| 3145-XZSC-802 |  | 3145-XD-802 | LIMIT SWITCH - CLOSE |  |  | DIR | DCS | Field | [7 empty] | IS | 4503-VZ-DM-T31452003 |  |  |  | 3145-XZSC-802/3140-DSB-001 | [28 empty] | 3140-DSB-001 |  |  |  |  | 19 | 1
| 3145-XZSO-802 |  | 3145-XD-802 | LIMIT SWITCH - OPEN |  |  | DIR | DCS | Field | [7 empty] | IS | 4503-VZ-DM-T31452003 |  |  |  | 3145-XZSO-802/3140-DSB-001 | [28 empty] | 3140-DSB-001 |  |  |  |  | 19 | 2
| 3145-XZSC-803 |  | 3145-XD-803 | LIMIT SWITCH - CLOSE |  |  | DIR | DCS | Field | [7 empty] | IS | 4503-VZ-DM-T31452003 |  |  |  | 3145-XZSC-803/3140-DSB-001 | [28 empty] | 3140-DSB-001 |  |  |  |  | 19 | 3
| 3145-XZSO-803 |  | 3145-XD-803 | LIMIT SWITCH - OPEN |  |  | DIR | DCS | Field | [7 empty] | IS | 4503-VZ-DM-T31452003 |  |  |  | 3145-XZSO-803/3140-DSB-001 | [28 empty] | 3140-DSB-001 |  |  |  |  | 19 | 4
| 3145-XZSC-804 |  | 3145-XD-804 | LIMIT SWITCH - CLOSE |  |  | DIR | DCS | Field | [7 empty] | IS | 4503-VZ-DM-T31452003 |  |  |  | 3145-XZSC-804/3140-DSB-001 | [28 empty] | 3140-DSB-001 |  |  |  |  | 20 | 1
| 3145-XZSO-804 |  | 3145-XD-804 | LIMIT SWITCH - OPEN |  |  | DIR | DCS | Field | [7 empty] | IS | 4503-VZ-DM-T31452003 |  |  |  | 3145-XZSO-804/3140-DSB-001 | [28 empty] | 3140-DSB-001 |  |  |  |  | 20 | 2
| 8670-LT-301 |  | 8670-LD-301 | LEVEL TRANSM. - GWR EXT. CHAMBER |  |  | AIRH | DCS | Field | [7 empty] | IS | 4503-VZ-DM-T86702001 | 86-V-7001 |  |  | 8670-LT-301/3140-DSB-001 | [28 empty] | 3140-DSB-001 |  |  |  |  | 20 | 3
| 3144-LI-303B |  |  | LOCAL INDICATOR |  |  | AORH | DCS | Field | [7 empty] | IS |  |  |  |  | 3144-LI-303B/3140-DSB-001 | [28 empty] | 3140-DSB-001 |  |  |  |  | 20 | 4
| SPARE | [49 empty] | 3140-DSB-001 |  |  |  |  | 21 | 1
| SPARE | [49 empty] | 3140-DSB-001 |  |  |  |  | 21 | 2
| SPARE | [49 empty] | 3140-DSB-001 |  |  |  |  | 21 | 3
| SPARE | [49 empty] | 3140-DSB-001 |  |  |  |  | 21 | 4
| SPARE | [49 empty] | 3140-DSB-001 |  |  |  |  | 22 | 1
| SPARE | [49 empty] | 3140-DSB-001 |  |  |  |  | 22 | 2
| SPARE | [49 empty] | 3140-DSB-001 |  |  |  |  | 22 | 3
| SPARE | [49 empty] | 3140-DSB-001 |  |  |  |  | 22 | 4
| SPARE | [49 empty] | 3140-DSB-001 |  |  |  |  | 23 | 1
| SPARE | [49 empty] | 3140-DSB-001 |  |  |  |  | 23 | 2
| SPARE | [49 empty] | 3140-DSB-001 |  |  |  |  | 23 | 3
| SPARE | [49 empty] | 3140-DSB-001 |  |  |  |  | 23 | 4
| SPARE | [49 empty] | 3140-DSB-001 |  |  |  |  | 24 | 1
| SPARE | [49 empty] | 3140-DSB-001 |  |  |  |  | 24 | 2
| SPARE | [49 empty] | 3140-DSB-001 |  |  |  |  | 24 | 3
| SPARE | [49 empty] | 3140-DSB-001 |  |  |  |  | 24 | 4
| 3140-RT-908C |  | 3140-RD-908 | DENSITY TRANSMITTER - GAMMA RAY |  |  | AIRH | DCS | Field |  |  |  |  | 230 VAC |  |  | NIS | 4503-VZ-DM-T31402007 | 31-R-4001 |  | 3140-RD-908_G3 | 3140-RT-908C/3140-DSB-002 | [28 empty] | 3140-DSB-002 |  |  |  |  | 1 | 1
| 3141-XL-820R |  | 3141-KD-820R | LAMP |  |  | DOR | DCS | Field | [7 empty] | NIS | 4503-VZ-DM-T31412011 |  |  | PDS-G3 | 3141-XL-820R/3140-DSB-002 | [28 empty] | 3140-DSB-002 |  |  |  |  | 1 | 2
| 3140-AT-001 |  | 3140-AD-001 | ANALYZER - GAS CHROMATOGRAPH |  |  | AIRH | DCS | AS |  |  |  |  | 230 VAC |  |  | NIS | 4503-VZ-DM-T31402009 |  |  |  | 3140-AT-001/3140-DSB-002 | [28 empty] | 3140-DSB-002 |  |  |  |  | 1 | 3
| 3140-FT-252 |  | 3140-FD-252 | FLOW TRANSMITTER - MAG |  |  | AIRH | DCS | Field |  |  |  |  | 230 VAC |  |  | NIS | 4503-VZ-DM-T31402013 |  |  |  | 3140-FT-252/3140-DSB-002 | [28 empty] | 3140-DSB-002 |  |  |  |  | 1 | 4
| 3140-RT-908H |  | 3140-RD-908 | DENSITY TRANSMITTER - GAMMA RAY |  |  | AIRH | DCS | Field |  |  |  |  | 230 VAC |  |  | NIS | 4503-VZ-DM-T31402007 | 31-R-4001 |  | 3140-RD-908_G8 | 3140-RT-908H/3140-DSB-002 | [28 empty] | 3140-DSB-002 |  |  |  |  | 2 | 1
| 3140-FT-253 |  | 3140-FD-253 | FLOW TRANSMITTER - MAG |  |  | AIRH | DCS | Field |  |  |  |  | 230 VAC |  |  | NIS | 4503-VZ-DM-T31402013 |  |  |  | 3140-FT-253/3140-DSB-002 | [28 empty] | 3140-DSB-002 |  |  |  |  | 2 | 2
| 3140-RAH-908B |  | 3140-RD-908 | LAMP |  |  | AORH | DCS | Field | [7 empty] | NIS | 4503-VZ-DM-T31402007 |  |  |  | 3140-RAH-908B/3140-DSB-002 | [28 empty] | 3140-DSB-002 |  |  |  |  | 2 | 3
| 3140-XY-854 |  | 3140-XD-854 | SOLENOID VALVE |  |  | DOR | DCS | Field | [7 empty] | NIS | 4503-VZ-DM-T31402013 |  |  |  | 3140-XY-854/3140-DSB-002 | [28 empty] | 3140-DSB-002 |  |  |  |  | 2 | 4
| 3140-RT-908K |  | 3140-RD-908 | DENSITY TRANSMITTER - GAMMA RAY |  |  | AIRH | DCS | Field |  |  |  |  | 230 VAC |  |  | NIS | 4503-VZ-DM-T31402007 | 31-R-4001 |  | 3140-RD-908_G11 | 3140-RT-908K/3140-DSB-002 | [28 empty] | 3140-DSB-002 |  |  |  |  | 3 | 1
| 3142-LS-301 |  | 3142-LD-301 | LEVEL SWITCH - GAMMA RAY |  |  | AIRH | DCS | Field |  |  |  |  | 230 VAC |  |  | NIS | 4503-VZ-DM-T31422001 | 31-PK-4236A |  |  | 3142-LS-301/3140-DSB-002 | [28 empty] | 3140-DSB-002 |  |  |  |  | 3 | 2
| 3142-LS-302 |  | 3142-LD-302 | LEVEL SWITCH - GAMMA RAY |  |  | AIRH | DCS | Field |  |  |  |  | 230 VAC |  |  | NIS | 4503-VZ-DM-T31422004 | 31-V-4240A |  |  | 3142-LS-302/3140-DSB-002 | [28 empty] | 3140-DSB-002 |  |  |  |  | 3 | 3
| 3142-LS-331 |  | 3142-LD-331 | LEVEL SWITCH - GAMMA RAY |  |  | AIRH | DCS | Field |  |  |  |  | 230 VAC |  |  | NIS | 4503-VZ-DM-T31422002 | 31-PK-4236B |  |  | 3142-LS-331/3140-DSB-002 | [28 empty] | 3140-DSB-002 |  |  |  |  | 3 | 4
| 3140-RT-908J |  | 3140-RD-908 | DENSITY TRANSMITTER - GAMMA RAY |  |  | AIRH | DCS | Field |  |  |  |  | 230 VAC |  |  | NIS | 4503-VZ-DM-T31402007 | 31-R-4001 |  | 3140-RD-908_G10 | 3140-RT-908J/3140-DSB-002 | [28 empty] | 3140-DSB-002 |  |  |  |  | 4 | 1
| 3142-LS-332 |  | 3142-LD-332 | LEVEL SWITCH - GAMMA RAY |  |  | AIRH | DCS | Field |  |  |  |  | 230 VAC |  |  | NIS | 4503-VZ-DM-T31422005 | 31-V-4240B |  |  | 3142-LS-332/3140-DSB-002 | [28 empty] | 3140-DSB-002 |  |  |  |  | 4 | 2
| 3142-LS-361 |  | 3142-LD-361 | LEVEL SWITCH - GAMMA RAY |  |  | AIRH | DCS | Field |  |  |  |  | 230 VAC |  |  | NIS | 4503-VZ-DM-T31422003 | 31-PK-4236C |  |  | 3142-LS-361/3140-DSB-002 | [28 empty] | 3140-DSB-002 |  |  |  |  | 4 | 3
| 3142-LS-362 |  | 3142-LD-362 | LEVEL SWITCH - GAMMA RAY |  |  | AIRH | DCS | Field |  |  |  |  | 230 VAC |  |  | NIS | 4503-VZ-DM-T31422006 | 31-V-4240C |  |  | 3142-LS-362/3140-DSB-002 | [28 empty] | 3140-DSB-002 |  |  |  |  | 4 | 4
| 3140-RT-908A |  | 3140-RD-908 | DENSITY TRANSMITTER - GAMMA RAY |  |  | AIRH | DCS | Field |  |  |  |  | 230 VAC |  |  | NIS | 4503-VZ-DM-T31402007 | 31-R-4001 |  | 3140-RD-908_G1 | 3140-RT-908A/3140-DSB-002 | [28 empty] | 3140-DSB-002 |  |  |  |  | 5 | 1
| 3141-HS-147Y |  | 3141-HD-147Y | HAND SWITCH |  |  | DIR | DCS | LP | [7 empty] | NIS | 4503-VZ-DM-T31412005 |  |  | PDS-G1 | 3141-HS-147Y/3140-DSB-002 | [28 empty] | 3140-DSB-002 |  |  |  |  | 5 | 2
| 3141-XL-810R |  | 3141-KD-810R | LAMP |  |  | DOR | DCS | Field | [7 empty] | NIS | 4503-VZ-DM-T31412001 |  |  | PDS-G1 | 3141-XL-810R/3140-DSB-002 | [28 empty] | 3140-DSB-002 |  |  |  |  | 5 | 3
| 3141-HSO-145A |  | 3141-KD-845A | HAND SWITCH |  |  | DIR | DCS | LP | [7 empty] | NIS | 4503-VZ-DM-T31412005 |  |  | PDS-G1 | 3141-HSO-145A/3140-DSB-002 | [28 empty] | 3140-DSB-002 |  |  |  |  | 5 | 4
| 3140-RT-908B |  | 3140-RD-908 | DENSITY TRANSMITTER - GAMMA RAY |  |  | AIRH | DCS | Field |  |  |  |  | 230 VAC |  |  | NIS | 4503-VZ-DM-T31402007 | 31-R-4001 |  | 3140-RD-908_G2 | 3140-RT-908B/3140-DSB-002 | [28 empty] | 3140-DSB-002 |  |  |  |  | 6 | 1
| 3141-XL-860R |  | 3141-KD-860R | LAMP |  |  | DOR | DCS | Field | [7 empty] | NIS | 4503-VZ-DM-T31412003 |  |  | PDS-G2 | 3141-XL-860R/3140-DSB-002 | [28 empty] | 3140-DSB-002 |  |  |  |  | 6 | 2
| 3143-XA-303B |  | 3143-LD-303 | HORN |  |  | DOR | DCS | Field | [7 empty] | NIS | 4503-VZ-DM-T31432008 |  |  |  | 3143-XA-303B/3140-DSB-002 | [28 empty] | 3140-DSB-002 |  |  |  |  | 6 | 3
| 3144-HS-105 |  | 3144-HD-105 | HAND SWITCH |  |  | DIR | DCS | Field | [7 empty] | NIS | 4503-VZ-DM-T31442003 |  |  |  | 3144-HS-105/3140-DSB-002 | [28 empty] | 3140-DSB-002 |  |  |  |  | 6 | 4
| 3140-RT-908D |  | 3140-RD-908 | DENSITY TRANSMITTER - GAMMA RAY |  |  | AIRH | DCS | Field |  |  |  |  | 230 VAC |  |  | NIS | 4503-VZ-DM-T31402007 | 31-R-4001 |  | 3140-RD-908_G4 | 3140-RT-908D/3140-DSB-002 | [28 empty] | 3140-DSB-002 |  |  |  |  | 7 | 1
| 3141-HS-148Y |  | 3141-HD-148Y | HAND SWITCH |  |  | DIR | DCS | LP | [7 empty] | NIS | 4503-VZ-DM-T31412007 |  |  | PDS-G4 | 3141-HS-148Y/3140-DSB-002 | [28 empty] | 3140-DSB-002 |  |  |  |  | 7 | 2
| 3141-XL-830R |  | 3141-KD-830R | LAMP |  |  | DOR | DCS | Field | [7 empty] | NIS | 4503-VZ-DM-T31412013 |  |  | PDS-G4 | 3141-XL-830R/3140-DSB-002 | [28 empty] | 3140-DSB-002 |  |  |  |  | 7 | 3
| 3141-HSO-146A |  | 3141-KD-846A | HAND SWITCH |  |  | DIR | DCS | LP | [7 empty] | NIS | 4503-VZ-DM-T31412007 |  |  | PDS-G4 | 3141-HSO-146A/3140-DSB-002 | [28 empty] | 3140-DSB-002 |  |  |  |  | 7 | 4
| 3140-RT-908E |  | 3140-RD-908 | DENSITY TRANSMITTER - GAMMA RAY |  |  | AIRH | DCS | Field |  |  |  |  | 230 VAC |  |  | NIS | 4503-VZ-DM-T31402007 | 31-R-4001 |  | 3140-RD-908_G5 | 3140-RT-908E/3140-DSB-002 | [28 empty] | 3140-DSB-002 |  |  |  |  | 8 | 1
| 3144-HS-106 |  | 3144-HD-106 | HAND SWITCH |  |  | DIR | DCS | Field | [7 empty] | NIS | 4503-VZ-DM-T31442003 |  |  |  | 3144-HS-106/3140-DSB-002 | [28 empty] | 3140-DSB-002 |  |  |  |  | 8 | 2
| 3144-HS-107B |  | 3144-KD-807 | HAND SWITCH |  |  | DIR | DCS | Field | [7 empty] | NIS | 4503-VZ-DM-T31442006 |  |  |  | 3144-HS-107B/3140-DSB-002 | [28 empty] | 3140-DSB-002 |  |  |  |  | 8 | 3
| 3144-HS-110 |  | 3144-KD-814 | HAND SWITCH |  |  | DIR | DCS | Field | [7 empty] | NIS | 4503-VZ-DM-T31442009 |  |  |  | 3144-HS-110/3140-DSB-002 | [28 empty] | 3140-DSB-002 |  |  |  |  | 8 | 4
| 3140-RT-908F |  | 3140-RD-908 | DENSITY TRANSMITTER - GAMMA RAY |  |  | AIRH | DCS | Field |  |  |  |  | 230 VAC |  |  | NIS | 4503-VZ-DM-T31402007 | 31-R-4001 |  | 3140-RD-908_G6 | 3140-RT-908F/3140-DSB-002 | [28 empty] | 3140-DSB-002 |  |  |  |  | 9 | 1
| 3144-XA-303B |  | 3144-LD-303 | HORN |  |  | DOR | DCS | Field | [7 empty] | NIS | 4503-VZ-DM-T31442005 |  |  |  | 3144-XA-303B/3140-DSB-002 | [28 empty] | 3140-DSB-002 |  |  |  |  | 9 | 2
| 3144-XL-303B |  | 3144-LD-303 | LAMP |  |  | DOR | DCS | Field | [7 empty] | NIS | 4503-VZ-DM-T31442005 |  |  |  | 3144-XL-303B/3140-DSB-002 | [28 empty] | 3140-DSB-002 |  |  |  |  | 9 | 3
| 3145-XA-301B |  | 3145-LD-301 | HORN |  |  | DOR | DCS | Field | [7 empty] | NIS | 4503-VZ-DM-T31452002 |  |  |  | 3145-XA-301B/3140-DSB-002 | [28 empty] | 3140-DSB-002 |  |  |  |  | 9 | 4
| 3140-RT-908G |  | 3140-RD-908 | DENSITY TRANSMITTER - GAMMA RAY |  |  | AIRH | DCS | Field |  |  |  |  | 230 VAC |  |  | NIS | 4503-VZ-DM-T31402007 | 31-R-4001 |  | 3140-RD-908_G7 | 3140-RT-908G/3140-DSB-002 | [28 empty] | 3140-DSB-002 |  |  |  |  | 10 | 1
| 3145-HS-111 |  | 3145-HD-111 | HAND SWITCH |  |  | DIR | DCS | Field | [7 empty] | NIS | 4503-VZ-DM-T31452003 |  |  |  | 3145-HS-111/3140-DSB-002 | [28 empty] | 3140-DSB-002 |  |  |  |  | 10 | 2
| 3145-HS-112 |  | 3145-HD-112 | HAND SWITCH |  |  | DIR | DCS | Field | [7 empty] | NIS | 4503-VZ-DM-T31452003 |  |  |  | 3145-HS-112/3140-DSB-002 | [28 empty] | 3140-DSB-002 |  |  |  |  | 10 | 3
| 3145-KY-804 |  | 3145-KD-804 | SOLENOID VALVE |  |  | DOR | DCS | Field | [7 empty] | NIS | 4503-VZ-DM-T31452003 |  |  |  | 3145-KY-804/3140-DSB-002 | [28 empty] | 3140-DSB-002 |  |  |  |  | 10 | 4
| 3140-RT-908I |  | 3140-RD-908 | DENSITY TRANSMITTER - GAMMA RAY |  |  | AIRH | DCS | Field |  |  |  |  | 230 VAC |  |  | NIS | 4503-VZ-DM-T31402007 | 31-R-4001 |  | 3140-RD-908_G9 | 3140-RT-908I/3140-DSB-002 | [28 empty] | 3140-DSB-002 |  |  |  |  | 11 | 1
| 3145-KY-805 |  | 3145-KD-805 | SOLENOID VALVE |  |  | DOR | DCS | Field | [7 empty] | NIS | 4503-VZ-DM-T31452003 |  |  |  | 3145-KY-805/3140-DSB-002 | [28 empty] | 3140-DSB-002 |  |  |  |  | 11 | 2
| 3145-KY-806 |  | 3145-KD-806 | SOLENOID VALVE |  |  | DOR | DCS | Field | [7 empty] | NIS | 4503-VZ-DM-T31452003 |  |  |  | 3145-KY-806/3140-DSB-002 | [28 empty] | 3140-DSB-002 |  |  |  |  | 11 | 3
| 3145-XL-301B |  | 3145-LD-301 | LAMP |  |  | DOR | DCS | Field | [7 empty] | NIS | 4503-VZ-DM-T31452002 |  |  |  | 3145-XL-301B/3140-DSB-002 | [28 empty] | 3140-DSB-002 |  |  |  |  | 11 | 4
| 3141-HSC-145A |  | 3141-KD-845A | HAND SWITCH |  |  | DIR | DCS | LP | [7 empty] | NIS | 4503-VZ-DM-T31412005 |  |  | PDS-G1 | 3141-HSC-145A/3140-DSB-002 | [28 empty] | 3140-DSB-002 |  |  |  |  | 12 | 1
| 3141-HSO-145B |  | 3141-KD-845B | HAND SWITCH |  |  | DIR | DCS | LP | [7 empty] | NIS | 4503-VZ-DM-T31412005 |  |  | PDS-G1 | 3141-HSO-145B/3140-DSB-002 | [28 empty] | 3140-DSB-002 |  |  |  |  | 12 | 2
| 3141-HSC-145B |  | 3141-KD-845B | HAND SWITCH |  |  | DIR | DCS | LP | [7 empty] | NIS | 4503-VZ-DM-T31412005 |  |  | PDS-G1 | 3141-HSC-145B/3140-DSB-002 | [28 empty] | 3140-DSB-002 |  |  |  |  | 12 | 3
| 3141-HSO-145C |  | 3141-KD-845C | HAND SWITCH |  |  | DIR | DCS | LP | [7 empty] | NIS | 4503-VZ-DM-T31412005 |  |  | PDS-G1 | 3141-HSO-145C/3140-DSB-002 | [28 empty] | 3140-DSB-002 |  |  |  |  | 12 | 4
| 3141-HSC-145C |  | 3141-KD-845C | HAND SWITCH |  |  | DIR | DCS | LP | [7 empty] | NIS | 4503-VZ-DM-T31412005 |  |  | PDS-G1 | 3141-HSC-145C/3140-DSB-002 | [28 empty] | 3140-DSB-002 |  |  |  |  | 13 | 1
| 3141-HSO-145E |  | 3141-KD-845E | HAND SWITCH |  |  | DIR | DCS | LP | [7 empty] | NIS | 4503-VZ-DM-T31412005 |  |  | PDS-G1 | 3141-HSO-145E/3140-DSB-002 | [28 empty] | 3140-DSB-002 |  |  |  |  | 13 | 2
| 3141-HSC-145E |  | 3141-KD-845E | HAND SWITCH |  |  | DIR | DCS | LP | [7 empty] | NIS | 4503-VZ-DM-T31412005 |  |  | PDS-G1 | 3141-HSC-145E/3140-DSB-002 | [28 empty] | 3140-DSB-002 |  |  |  |  | 13 | 3
| 3141-HSO-145G |  | 3141-KD-845G | HAND SWITCH |  |  | DIR | DCS | LP | [7 empty] | NIS | 4503-VZ-DM-T31412005 |  |  | PDS-G1 | 3141-HSO-145G/3140-DSB-002 | [28 empty] | 3140-DSB-002 |  |  |  |  | 13 | 4
| 3141-HSC-145G |  | 3141-KD-845G | HAND SWITCH |  |  | DIR | DCS | LP | [7 empty] | NIS | 4503-VZ-DM-T31412005 |  |  | PDS-G1 | 3141-HSC-145G/3140-DSB-002 | [28 empty] | 3140-DSB-002 |  |  |  |  | 14 | 1
| 3141-HSO-145H |  | 3141-KD-845H | HAND SWITCH |  |  | DIR | DCS | LP | [7 empty] | NIS | 4503-VZ-DM-T31412005 |  |  | PDS-G1 | 3141-HSO-145H/3140-DSB-002 | [28 empty] | 3140-DSB-002 |  |  |  |  | 14 | 2
| 3141-HSC-145H |  | 3141-KD-845H | HAND SWITCH |  |  | DIR | DCS | LP | [7 empty] | NIS | 4503-VZ-DM-T31412005 |  |  | PDS-G1 | 3141-HSC-145H/3140-DSB-002 | [28 empty] | 3140-DSB-002 |  |  |  |  | 14 | 3
| 3145-XY-805 |  | 3145-XD-801 | SOLENOID VALVE |  |  | DOR | DCS | Field | [7 empty] | NIS | 4503-VZ-DM-T31452003 |  |  |  | 3145-XY-805/3140-DSB-002 | [28 empty] | 3140-DSB-002 |  |  |  |  | 14 | 4
| 3141-HSC-146A |  | 3141-KD-846A | HAND SWITCH |  |  | DIR | DCS | LP | [7 empty] | NIS | 4503-VZ-DM-T31412007 |  |  | PDS-G4 | 3141-HSC-146A/3140-DSB-002 | [28 empty] | 3140-DSB-002 |  |  |  |  | 15 | 1
| 3141-HSO-146B |  | 3141-KD-846B | HAND SWITCH |  |  | DIR | DCS | LP | [7 empty] | NIS | 4503-VZ-DM-T31412007 |  |  | PDS-G4 | 3141-HSO-146B/3140-DSB-002 | [28 empty] | 3140-DSB-002 |  |  |  |  | 15 | 2
| 3141-HSC-146B |  | 3141-KD-846B | HAND SWITCH |  |  | DIR | DCS | LP | [7 empty] | NIS | 4503-VZ-DM-T31412007 |  |  | PDS-G4 | 3141-HSC-146B/3140-DSB-002 | [28 empty] | 3140-DSB-002 |  |  |  |  | 15 | 3
| 3141-HSO-146C |  | 3141-KD-846C | HAND SWITCH |  |  | DIR | DCS | LP | [7 empty] | NIS | 4503-VZ-DM-T31412007 |  |  | PDS-G4 | 3141-HSO-146C/3140-DSB-002 | [28 empty] | 3140-DSB-002 |  |  |  |  | 15 | 4
| 3141-HSC-146C |  | 3141-KD-846C | HAND SWITCH |  |  | DIR | DCS | LP | [7 empty] | NIS | 4503-VZ-DM-T31412007 |  |  | PDS-G4 | 3141-HSC-146C/3140-DSB-002 | [28 empty] | 3140-DSB-002 |  |  |  |  | 16 | 1
| 3141-HSO-146E |  | 3141-KD-846E | HAND SWITCH |  |  | DIR | DCS | LP | [7 empty] | NIS | 4503-VZ-DM-T31412007 |  |  | PDS-G4 | 3141-HSO-146E/3140-DSB-002 | [28 empty] | 3140-DSB-002 |  |  |  |  | 16 | 2
| 3141-HSC-146E |  | 3141-KD-846E | HAND SWITCH |  |  | DIR | DCS | LP | [7 empty] | NIS | 4503-VZ-DM-T31412007 |  |  | PDS-G4 | 3141-HSC-146E/3140-DSB-002 | [28 empty] | 3140-DSB-002 |  |  |  |  | 16 | 3
| 3141-HSO-146G |  | 3141-KD-846G | HAND SWITCH |  |  | DIR | DCS | LP | [7 empty] | NIS | 4503-VZ-DM-T31412007 |  |  | PDS-G4 | 3141-HSO-146G/3140-DSB-002 | [28 empty] | 3140-DSB-002 |  |  |  |  | 16 | 4
| 3141-HSC-146G |  | 3141-KD-846G | HAND SWITCH |  |  | DIR | DCS | LP | [7 empty] | NIS | 4503-VZ-DM-T31412007 |  |  | PDS-G4 | 3141-HSC-146G/3140-DSB-002 | [28 empty] | 3140-DSB-002 |  |  |  |  | 17 | 1
| 3141-HSO-146H |  | 3141-KD-846H | HAND SWITCH |  |  | DIR | DCS | LP | [7 empty] | NIS | 4503-VZ-DM-T31412007 |  |  | PDS-G4 | 3141-HSO-146H/3140-DSB-002 | [28 empty] | 3140-DSB-002 |  |  |  |  | 17 | 2
| 3141-HSC-146H |  | 3141-KD-846H | HAND SWITCH |  |  | DIR | DCS | LP | [7 empty] | NIS | 4503-VZ-DM-T31412007 |  |  | PDS-G4 | 3141-HSC-146H/3140-DSB-002 | [28 empty] | 3140-DSB-002 |  |  |  |  | 17 | 3
| 3145-XY-803 |  | 3145-XD-803 | SOLENOID VALVE |  |  | DOR | DCS | Field | [7 empty] | NIS | 4503-VZ-DM-T31452003 |  |  |  | 3145-XY-803/3140-DSB-002 | [28 empty] | 3140-DSB-002 |  |  |  |  | 17 | 4
| 3144-XL-306B |  | 3144-LD-306 | LAMP |  |  | DOR | DCS | Field | [7 empty] | NIS | 4503-VZ-DM-T31442005 |  |  |  | 3144-XL-306B/3140-DSB-002 | [28 empty] | 3140-DSB-002 |  |  |  |  | 18 | 1
| 3144-LSH-306 |  | 3144-LD-306 | LEVEL SWITCH - TUNNING FORK |  |  | DIR | DCS | Field | [7 empty] | NIS | 4503-VZ-DM-T31442005 | 31-V-4497 |  |  | 3144-LSH-306/3140-DSB-002 | [28 empty] | 3140-DSB-002 |  |  |  |  | 18 | 2
| 8919-FSH-233P |  | 8919-FD-233P | FLOW SWITCH - HIGH |  |  | DIR | DCS | Field | [7 empty] | NIS | 4503-SZ-DM-T89192003 | 3140-SS-2001 | SS008000 |  | 8919-FSH-233P/3140-DSB-002 | [28 empty] | 3140-DSB-002 |  |  |  |  | 18 | 3
| 8919-FSH-234P |  | 8919-FD-234P | FLOW SWITCH - HIGH |  |  | DIR | DCS | Field | [7 empty] | NIS | 4503-SZ-DM-T89192003 | 3140-SS-1002 | SS008000 |  | 8919-FSH-234P/3140-DSB-002 | [28 empty] | 3140-DSB-002 |  |  |  |  | 18 | 4
| 3144-XA-306B |  | 3144-LD-306 | HORN |  |  | DOR | DCS | Field | [7 empty] | NIS | 4503-VZ-DM-T31442005 |  |  |  | 3144-XA-306B/3140-DSB-002 | [28 empty] | 3140-DSB-002 |  |  |  |  | 19 | 1
| SPARE | [49 empty] | 3140-DSB-002 |  |  |  |  | 19 | 2
| SPARE | [49 empty] | 3140-DSB-002 |  |  |  |  | 19 | 3
| SPARE | [49 empty] | 3140-DSB-002 |  |  |  |  | 19 | 4
| SPARE | [49 empty] | 3140-DSB-002 |  |  |  |  | 20 | 1
| SPARE | [49 empty] | 3140-DSB-002 |  |  |  |  | 20 | 2
| SPARE | [49 empty] | 3140-DSB-002 |  |  |  |  | 20 | 3
| SPARE | [49 empty] | 3140-DSB-002 |  |  |  |  | 20 | 4
| SPARE | [49 empty] | 3140-DSB-002 |  |  |  |  | 21 | 1
| SPARE | [49 empty] | 3140-DSB-002 |  |  |  |  | 21 | 2
| SPARE | [49 empty] | 3140-DSB-002 |  |  |  |  | 21 | 3
| SPARE | [49 empty] | 3140-DSB-002 |  |  |  |  | 21 | 4
| SPARE | [49 empty] | 3140-DSB-002 |  |  |  |  | 22 | 1
| SPARE | [49 empty] | 3140-DSB-002 |  |  |  |  | 22 | 2
| SPARE | [49 empty] | 3140-DSB-002 |  |  |  |  | 22 | 3
| SPARE | [49 empty] | 3140-DSB-002 |  |  |  |  | 22 | 4
| SPARE | [49 empty] | 3140-DSB-002 |  |  |  |  | 23 | 1
| SPARE | [49 empty] | 3140-DSB-002 |  |  |  |  | 23 | 2
| SPARE | [49 empty] | 3140-DSB-002 |  |  |  |  | 23 | 3
| SPARE | [49 empty] | 3140-DSB-002 |  |  |  |  | 23 | 4
| SPARE | [49 empty] | 3140-DSB-002 |  |  |  |  | 24 | 1
| SPARE | [49 empty] | 3140-DSB-002 |  |  |  |  | 24 | 2
| SPARE | [49 empty] | 3140-DSB-002 |  |  |  |  | 24 | 3
| SPARE | [49 empty] | 3140-DSB-002 |  |  |  |  | 24 | 4
| 3140-FIT-285P |  |  | FLOW IND TRANSMITTER - dP |  |  | AIRH | DCS | Field | [7 empty] | IS | 4503-GP-VD-BD002T3131PK4003034_LO HEADER |  | 31-PK-4003 |  | 3140-FIT-285P/3140-DSB-003 | [28 empty] | 3140-DSB-003 |  |  |  |  | 1 | 1
| 3140-FY-286P |  |  | CONTROL VALVE - GLOBE |  |  | AORH | DCS | Field | [7 empty] | IS | 4503-GP-VD-BD002T3131PK4003034_SEAL GAS |  | 31-PK-4003 |  | 3140-FY-286P/3140-DJB-252 | [28 empty] | 3140-DSB-003 |  |  |  |  | 1 | 2
| 3140-FIT-286P |  |  | FLOW IND TRANSMITTER - dP |  |  | AIRH | DCS | Field | [7 empty] | IS | 4503-GP-VD-BD002T3131PK4003034_SEAL GAS |  | 31-PK-4003 |  | 3140-FIT-286P/3140-DJB-252 | [28 empty] | 3140-DSB-003 |  |  |  |  | 1 | 3
| 3140-FIT-288P |  |  | FLOW IND TRANSMITTER - dP |  |  | AIRH | DCS | Field | [7 empty] | IS | 4503-GP-VD-BD002T3131PK4003034_SEAL GAS |  | 31-PK-4003 |  | 3140-FIT-288P/3140-DJB-252 | [28 empty] | 3140-DSB-003 |  |  |  |  | 1 | 4
| 3140-FY-290P |  |  | CONTROL VALVE - GLOBE |  |  | AORH | DCS | Field | [7 empty] | IS | 4503-GP-VD-BD002T3131PK4003034_SEAL GAS |  | 31-PK-4003 |  | 3140-FY-290P/3140-DJB-252 | [28 empty] | 3140-DSB-003 |  |  |  |  | 2 | 1
| 3140-FIT-290P |  |  | FLOW IND TRANSMITTER - dP |  |  | AIRH | DCS | Field | [7 empty] | IS | 4503-GP-VD-BD002T3131PK4003034_SEAL GAS |  | 31-PK-4003 |  | 3140-FIT-290P/3140-DJB-252 | [28 empty] | 3140-DSB-003 |  |  |  |  | 2 | 2
| 3140-HZT-162AP |  |  | E/P POSITIONER |  |  | AORH | DCS | Field | [7 empty] | IS | 4503-GP-VD-BD002T3131PK4003034_SEAL GAS |  | 31-PK-4003 |  | 3140-HZT-162AP/3140-DJB-251 | [28 empty] | 3140-DSB-003 |  |  |  |  | 2 | 3
| 3140-LIT-352P |  |  | LEVEL TRANSMITTER - dP |  |  | AIRH | DCS | Field | [7 empty] | IS | 4503-GP-VD-BD002T3131PK4003034_LO UNIT |  | 31-PK-4003 |  | 3140-LIT-352P/3140-DJB-253 | [28 empty] | 3140-DSB-003 |  |  |  |  | 2 | 4
| 3140-HY-162AP |  |  | E/P POSITIONER |  |  | AORH | DCS | Field | [7 empty] | IS | 4503-GP-VD-BD002T3131PK4003034_SEAL GAS |  | 31-PK-4003 |  | 3140-HY-162AP/3140-DJB-251 | [28 empty] | 3140-DSB-003 |  |  |  |  | 3 | 1
| 3140-LS-353P |  |  | LEVEL SWITCH |  |  | DIR | DCS | Field | [7 empty] | IS | 4503-GP-VD-BD002T3131PK4003034_LO HEADER |  | 31-PK-4003 |  | 3140-LS-353P/3140-DSB-003 | [28 empty] | 3140-DSB-003 |  |  |  |  | 3 | 2
| 3140-LIT-354P |  |  | LEVEL TRANSMITTER - dP |  |  | AIRH | DCS | Field | [7 empty] | IS | 4503-GP-VD-BD002T3131PK4003034_LO HEADER |  | 31-PK-4003 |  | 3140-LIT-354P/3140-DJB-251 | [28 empty] | 3140-DSB-003 |  |  |  |  | 3 | 3
| 3140-PIT-477P |  |  | PRESSURE IND. TRANSMITTER |  |  | AIRH | DCS | Field | [7 empty] | IS | 4503-GP-VD-BD002T3131PK4003034_LO UNIT |  | 31-PK-4003 |  | 3140-PIT-477P/3140-DJB-253 | [28 empty] | 3140-DSB-003 |  |  |  |  | 3 | 4
| 3140-PDIT-489P |  |  | PRESSURE DIFFERENTIAL IND XMTR |  |  | AIRH | DCS | Field | [7 empty] | IS | 4503-GP-VD-BD002T3131PK4003034_LO UNIT |  | 31-PK-4003 |  | 3140-PDIT-489P/3140-DJB-253 | [28 empty] | 3140-DSB-003 |  |  |  |  | 4 | 1
| 3140-PSH-490P |  |  | PRESSURE SWITCH HIGH |  |  | DIR | DCS | Field | [7 empty] | IS | 4503-GP-VD-BD002T3131PK4003034_LO HEADER |  | 31-PK-4003 |  | 3140-PSH-490P/3140-DSB-003 | [28 empty] | 3140-DSB-003 |  |  |  |  | 4 | 2
| 3140-PSL-491P |  |  | PRESSURE SWITCH LOW |  |  | DIR | DCS | Field | [7 empty] | IS | 4503-GP-VD-BD002T3131PK4003034_LO HEADER |  | 31-PK-4003 |  | 3140-PSL-491P/3140-DSB-003 | [28 empty] | 3140-DSB-003 |  |  |  |  | 4 | 3
| 3140-PIT-495P |  |  | PRESSURE IND. TRANSMITTER |  |  | AIRH | DCS | Field | [7 empty] | IS | 4503-GP-VD-BD002T3131PK4003034_LO HEADER |  | 31-PK-4003 |  | 3140-PIT-495P/3140-DJB-251 | [28 empty] | 3140-DSB-003 |  |  |  |  | 4 | 4
| 3140-PDIT-499P |  |  | PRESSURE DIFFERENTIAL IND XMTR |  |  | AIRH | DCS | Field | [7 empty] | IS | 4503-GP-VD-BD002T3131PK4003034_SEAL GAS |  | 31-PK-4003 |  | 3140-PDIT-499P/3140-DJB-252 | [28 empty] | 3140-DSB-003 |  |  |  |  | 5 | 1
| 3140-PDIT-552P |  |  | PRESSURE DIFFERENTIAL IND XMTR |  |  | AIRH | DCS | Field | [7 empty] | IS | 4503-GP-VD-BD002T3131PK4003034_SEAL GAS |  | 31-PK-4003 |  | 3140-PDIT-552P/3140-DJB-252 | [28 empty] | 3140-DSB-003 |  |  |  |  | 5 | 2
| 3140-PIT-553P |  |  | PRESSURE IND. TRANSMITTER |  |  | AIRH | DCS | Field | [7 empty] | IS | 4503-GP-VD-BD002T3131PK4003034_SEAL GAS |  | 31-PK-4003 |  | 3140-PIT-553P/3140-DJB-252 | [28 empty] | 3140-DSB-003 |  |  |  |  | 5 | 3
| 3140-PDIT-555P |  |  | PRESSURE DIFFERENTIAL IND XMTR |  |  | AIRH | DCS | Field | [7 empty] | IS | 4503-GP-VD-BD002T3131PK4003034_SEAL GAS |  | 31-PK-4003 |  | 3140-PDIT-555P/3140-DJB-252 | [28 empty] | 3140-DSB-003 |  |  |  |  | 5 | 4
| 3140-PDY-555P |  |  | CONTROL VALVE - GLOBE |  |  | AORH | DCS | Field | [7 empty] | IS | 4503-GP-VD-BD002T3131PK4003034_SEAL GAS |  | 31-PK-4003 |  | 3140-PDY-555P/3140-DJB-252 | [28 empty] | 3140-DSB-003 |  |  |  |  | 6 | 1
| 3140-PIT-556P |  |  | PRESSURE IND. TRANSMITTER |  |  | AIRH | DCS | Field | [7 empty] | IS | 4503-GP-VD-BD002T3131PK4003034_SEAL GAS |  | 31-PK-4003 |  | 3140-PIT-556P/3140-DJB-252 | [28 empty] | 3140-DSB-003 |  |  |  |  | 6 | 2
| 3140-PIT-557P |  |  | PRESSURE IND. TRANSMITTER |  |  | AIRH | DCS | Field | [7 empty] | IS | 4503-GP-VD-BD002T3131PK4003034_SEAL GAS |  | 31-PK-4003 |  | 3140-PIT-557P/3140-DJB-251 | [28 empty] | 3140-DSB-003 |  |  |  |  | 6 | 3
| 3140-PDIT-561P |  |  | PRESSURE DIFF. TRAN. -HP THRD./LP EXT. DIAPH. WITH CAP. |  |  | AIRH | DCS | Field | [7 empty] | IS | 4503-GP-VD-BD002T3131PK4003034_SEAL GAS |  | 31-PK-4003 |  | 3140-PDIT-561P/3140-DJB-251 | [28 empty] | 3140-DSB-003 |  |  |  |  | 6 | 4
| 3140-PDY-561P |  |  | CONTROL VALVE - GLOBE |  |  | AORH | DCS | Field | [7 empty] | IS | 4503-GP-VD-BD002T3131PK4003034_SEAL GAS |  | 31-PK-4003 |  | 3140-PDY-561P/3140-DJB-251 | [28 empty] | 3140-DSB-003 |  |  |  |  | 7 | 1
| 3140-PIT-562P |  |  | PRESSURE IND. TRANSM -EXT. DIAP. WITH CAP. |  |  | AIRH | DCS | Field | [7 empty] | IS | 4503-GP-VD-BD002T3131PK4003034_SEAL GAS |  | 31-PK-4003 |  | 3140-PIT-562P/3140-DJB-251 | [28 empty] | 3140-DSB-003 |  |  |  |  | 7 | 2
| 3140-PDT-462 |  | 3140-PD-462 | PRES. DIFF. TRAN. -EXT. DIAPH. WITH CAP. |  |  | AIRH | DCS | Field | [7 empty] | IS | 4503-VZ-DM-T31402003 |  |  |  | 3140-PDT-462/3140-DSB-003 | [28 empty] | 3140-DSB-003 |  |  |  |  | 7 | 3
| 3140-PIT-567P |  |  | PRESSURE TRANSM. - EXT. DIAP. WITH CAP. |  |  | AIRH | DCS | Field | [7 empty] | IS | 4503-GP-VD-BD002T3131PK4003034_CGT |  | 31-PK-4003 |  | 3140-PIT-567P/3140-DJB-251 | [28 empty] | 3140-DSB-003 |  |  |  |  | 7 | 4
| 3140-PIT-568P |  |  | PRESSURE IND. TRANSM -EXT. DIAP. WITH CAP. |  |  | AIRH | DCS | Field | [7 empty] | IS | 4503-GP-VD-BD002T3131PK4003034_CGT |  | 31-PK-4003 |  | 3140-PIT-568P/3140-DJB-251 | [28 empty] | 3140-DSB-003 |  |  |  |  | 8 | 1
| 3140-TT-667P |  |  | TEMPERATURE TRANSM. - HEAD MOUNT |  |  | AIRH | DCS | Field | [7 empty] | IS | 4503-GP-VD-BD002T3131PK4003034_LO UNIT |  | 31-PK-4003 |  | 3140-TT-667P/3140-DJB-253 | [28 empty] | 3140-DSB-003 |  |  |  |  | 8 | 2
| 3140-TSH-668P |  |  | TEMPERATURE SWITCH HIGH |  |  | DIR | DCS | Field | [7 empty] | IS | 4503-GP-VD-BD002T3131PK4003034_LO UNIT |  | 31-PK-4003 |  | 3140-TSH-668P/3140-DSB-003 | [28 empty] | 3140-DSB-003 |  |  |  |  | 8 | 3
| 3140-TSL-668P |  |  | TEMPERATURE SWITCH LOW |  |  | DIR | DCS | Field | [7 empty] | IS | 4503-GP-VD-BD002T3131PK4003034_LO UNIT |  | 31-PK-4003 |  | 3140-TSL-668P/3140-DSB-003 | [28 empty] | 3140-DSB-003 |  |  |  |  | 8 | 4
| 3140-TT-676P |  |  | TEMPERATURE TRANSM. - HEAD MOUNT |  |  | AIRH | DCS | Field | [7 empty] | IS | 4503-GP-VD-BD002T3131PK4003034_LO UNIT |  | 31-PK-4003 |  | 3140-TT-676P/3140-DJB-253 | [28 empty] | 3140-DSB-003 |  |  |  |  | 9 | 1
| 3140-TT-684P |  |  | TEMPERATURE TRANSM. - HEAD MOUNT |  |  | AIRH | DCS | Field | [7 empty] | IS | 4503-GP-VD-BD002T3131PK4003034_SEAL GAS |  | 31-PK-4003 |  | 3140-TT-684P/3140-DJB-252 | [28 empty] | 3140-DSB-003 |  |  |  |  | 9 | 2
| 3140-TT-685P |  |  | TEMPERATURE TRANSM. - HEAD MOUNT |  |  | AIRH | DCS | Field | [7 empty] | IS | 4503-GP-VD-BD002T3131PK4003034_SEAL GAS |  | 31-PK-4003 |  | 3140-TT-685P/3140-DJB-251 | [28 empty] | 3140-DSB-003 |  |  |  |  | 9 | 3
| 3140-TT-686P |  |  | TEMPERATURE TRANSM. - HEAD MOUNT |  |  | AIRH | DCS | Field | [7 empty] | IS | 4503-GP-VD-BD002T3131PK4003034_SEAL GAS |  | 31-PK-4003 |  | 3140-TT-686P/3140-DJB-251 | [28 empty] | 3140-DSB-003 |  |  |  |  | 9 | 4
| 3140-XZSC-855P |  |  | LIMIT SWITCH - CLOSE |  |  | DIR | DCS | Field | [7 empty] | IS | 4503-GP-VD-BD002T3131PK4003034_CGT |  | 31-PK-4003 |  | 3140-XZSC-855P/3140-DJB-254 | [28 empty] | 3140-DSB-003 |  |  |  |  | 10 | 1
| 3140-XZSO-855P |  |  | LIMIT SWITCH - OPEN |  |  | DIR | DCS | Field | [7 empty] | IS | 4503-GP-VD-BD002T3131PK4003034_CGT |  | 31-PK-4003 |  | 3140-XZSO-855P/3140-DJB-254 | [28 empty] | 3140-DSB-003 |  |  |  |  | 10 | 2
| 3140-ZS-984AP |  |  | LIMIT SWITCH |  |  | DIR | DCS | Field | [7 empty] | IS | 4503-GP-VD-BD002T3131PK4003034_CGT |  | 31-PK-4003 |  | 3140-ZS-984AP/3140-DJB-254 | [28 empty] | 3140-DSB-003 |  |  |  |  | 10 | 3
| 3140-ZS-984BP |  |  | LIMIT SWITCH |  |  | DIR | DCS | Field | [7 empty] | IS | 4503-GP-VD-BD002T3131PK4003034_CGT |  | 31-PK-4003 |  | 3140-ZS-984BP/3140-DJB-254 | [28 empty] | 3140-DSB-003 |  |  |  |  | 10 | 4
| 3140-HS-132P |  |  | HAND SWITCH |  |  | DIR | DCS | LP | [7 empty] | NIS | 4503-GP-VD-BD002T3131PK4003034_CGT |  | 31-PK-4003 |  | 3140-HS-132P/3140-XLP-151 | [28 empty] | 3140-DSB-003 |  |  |  |  | 11 | 1
| 3140-HS-136P |  |  | HAND SWITCH |  |  | DIR | DCS | LP | [7 empty] | NIS | 4503-GP-VD-BD002T3131PK4003034_CGT |  | 31-PK-4003 |  | 3140-HS-136P/3140-XLP-151 | [28 empty] | 3140-DSB-003 |  |  |  |  | 11 | 2
| 3140-HS-137P |  |  | HAND SWITCH |  |  | DIR | DCS | LP | [7 empty] | NIS | 4503-GP-VD-BD002T3131PK4003034_CGT |  | 31-PK-4003 |  | 3140-HS-137P/3140-XLP-151 | [28 empty] | 3140-DSB-003 |  |  |  |  | 11 | 3
| 3140-HS-141P |  |  | HAND SWITCH |  |  | DIR | DCS | LP | [7 empty] | NIS | 4503-GP-VD-BD002T3131PK4003034_CGT |  | 31-PK-4003 |  | 3140-HS-141P/3140-XLP-151 | [28 empty] | 3140-DSB-003 |  |  |  |  | 11 | 4
| 3140-HS-142P |  |  | HAND SWITCH |  |  | DIR | DCS | LP | [7 empty] | NIS | 4503-GP-VD-BD002T3131PK4003034_CGT |  | 31-PK-4003 |  | 3140-HS-142P/3140-XLP-151 | [28 empty] | 3140-DSB-003 |  |  |  |  | 12 | 1
| 3140-XL-931P |  |  | LAMP |  |  | DO | DCS | LP | [7 empty] | NIS | 4503-GP-VD-BD002T3131PK4003034_CGT |  | 31-PK-4003 |  | 3140-XL-931P/3140-XLP-151 | [28 empty] | 3140-DSB-003 |  |  |  |  | 12 | 2
| 3140-XL-932P |  |  | LAMP |  |  | DO | DCS | LP | [7 empty] | NIS | 4503-GP-VD-BD002T3131PK4003034_CGT |  | 31-PK-4003 |  | 3140-XL-932P/3140-XLP-151 | [28 empty] | 3140-DSB-003 |  |  |  |  | 12 | 3
| 3140-XL-936P |  |  | LAMP |  |  | DO | DCS | LP | [7 empty] | NIS | 4503-GP-VD-BD002T3131PK4003034_CGT |  | 31-PK-4003 |  | 3140-XL-936P/3140-XLP-151 | [28 empty] | 3140-DSB-003 |  |  |  |  | 12 | 4
| 3140-XL-942P |  |  | LAMP |  |  | DO | DCS | LP | [7 empty] | NIS | 4503-GP-VD-BD002T3131PK4003034_CGT |  | 31-PK-4003 |  | 3140-XL-942P/3140-XLP-151 | [28 empty] | 3140-DSB-003 |  |  |  |  | 13 | 1
| SPARE | [49 empty] | 3140-DSB-003 |  |  |  |  | 13 | 2
| SPARE | [49 empty] | 3140-DSB-003 |  |  |  |  | 13 | 3
| SPARE | [49 empty] | 3140-DSB-003 |  |  |  |  | 13 | 4
| 3140-PIT-558 P |  |  | PRESSURE IND. TRANSMITTER |  |  | AIRH | DCS | Field | [7 empty] | IS | 4503-GP-VD-BD002T3131PK4003034_CGT |  | 31-PK-4003 |  | 3140-FIT-286P/3140-DJB-252 | [28 empty] | 3140-DSB-003 |  |  |  |  | 14 | 1
| 3140-PIT-560 P. |  |  | PRESSURE IND. TRANSMITTER |  |  | AIRH | DCS | Field | [7 empty] | IS | 4503-GP-VD-BD002T3131PK4003034_CGT |  | 31-PK-4003 |  | 3140-FIT-286P/3140-DJB-252 | [28 empty] | 3140-DSB-003 |  |  |  |  | 14 | 2
| 3140-TT-773 P |  |  | TEMPERATURE TRANSM. - HEAD MOUNT |  |  | AIRH | DCS | Field | [7 empty] | IS | 4503-GP-VD-BD002T3131PK4003034_CGT |  | 31-PK-4003 |  | 3140-FIT-286P/3140-DJB-252 | [28 empty] | 3140-DSB-003 |  |  |  |  | 14 | 3
| 3140-TT-774 P |  |  | TEMPERATURE TRANSM. - HEAD MOUNT |  |  | AIRH | DCS | Field | [7 empty] | IS | 4503-GP-VD-BD002T3131PK4003034_CGT |  | 31-PK-4003 |  | 3140-FIT-286P/3140-DJB-252 | [28 empty] | 3140-DSB-003 |  |  |  |  | 14 | 4
| 3140-TT-775 P |  |  | TEMPERATURE TRANSM. - HEAD MOUNT |  |  | AIRH | DCS | Field | [7 empty] | IS | 4503-GP-VD-BD002T3131PK4003034_CGT |  | 31-PK-4003 |  | 3140-FIT-286P/3140-DJB-252 | [28 empty] | 3140-DSB-003 |  |  |  |  | 15 | 1
| 3150-WT-921P |  | 3150-WD-921P | WEIGHT TRANSMITTER |  |  | AIRH | DCS | Field |  |  |  |  | 230 VAC |  |  | IS | 4503-VZ-DM-T31502002 | 31-V-5009 |  |  | 3150-WT-921P/3140-DSB-003 | [28 empty] | 3140-DSB-003 |  |  |  |  | 15 | 2
| 3152-PT-443P |  | 3152-PD-443P | PRESSURE TRANSMITTER |  |  | AIRH | DCS | Field | [7 empty] | IS | 4503-VZ-DM-T31522008 | 31-P-5246 |  |  | 3152-PT-443P/3140-DSB-003 | [28 empty] | 3140-DSB-003 |  |  |  |  | 15 | 3
| SPARE | [49 empty] | 3140-DSB-003 |  |  |  |  | 15 | 4
| SPARE | [49 empty] | 3140-DSB-003 |  |  |  |  | 16 | 1
| SPARE | [49 empty] | 3140-DSB-003 |  |  |  |  | 16 | 2
| SPARE | [49 empty] | 3140-DSB-003 |  |  |  |  | 16 | 3
| SPARE | [49 empty] | 3140-DSB-003 |  |  |  |  | 16 | 4
| SPARE | [49 empty] | 3140-DSB-003 |  |  |  |  | 17 | 1
| SPARE | [49 empty] | 3140-DSB-003 |  |  |  |  | 17 | 2
| SPARE | [49 empty] | 3140-DSB-003 |  |  |  |  | 17 | 3
| SPARE | [49 empty] | 3140-DSB-003 |  |  |  |  | 17 | 4
| SPARE | [49 empty] | 3140-DSB-003 |  |  |  |  | 18 | 1
| SPARE | [49 empty] | 3140-DSB-003 |  |  |  |  | 18 | 2
| SPARE | [49 empty] | 3140-DSB-003 |  |  |  |  | 18 | 3
| SPARE | [49 empty] | 3140-DSB-003 |  |  |  |  | 18 | 4
| SPARE | [49 empty] | 3140-DSB-003 |  |  |  |  | 19 | 1
| SPARE | [49 empty] | 3140-DSB-003 |  |  |  |  | 19 | 2
| SPARE | [49 empty] | 3140-DSB-003 |  |  |  |  | 19 | 3
| SPARE | [49 empty] | 3140-DSB-003 |  |  |  |  | 19 | 4
| SPARE | [49 empty] | 3140-DSB-003 |  |  |  |  | 20 | 1
| SPARE | [49 empty] | 3140-DSB-003 |  |  |  |  | 20 | 2
| SPARE | [49 empty] | 3140-DSB-003 |  |  |  |  | 20 | 3
| SPARE | [49 empty] | 3140-DSB-003 |  |  |  |  | 20 | 4
| SPARE | [49 empty] | 3140-DSB-003 |  |  |  |  | 21 | 1
| SPARE | [49 empty] | 3140-DSB-003 |  |  |  |  | 21 | 2
| SPARE | [49 empty] | 3140-DSB-003 |  |  |  |  | 21 | 3
| SPARE | [49 empty] | 3140-DSB-003 |  |  |  |  | 21 | 4
| SPARE | [49 empty] | 3140-DSB-003 |  |  |  |  | 22 | 1
| SPARE | [49 empty] | 3140-DSB-003 |  |  |  |  | 22 | 2
| SPARE | [49 empty] | 3140-DSB-003 |  |  |  |  | 22 | 3
| SPARE | [49 empty] | 3140-DSB-003 |  |  |  |  | 22 | 4
| SPARE | [49 empty] | 3140-DSB-003 |  |  |  |  | 23 | 1
| SPARE | [49 empty] | 3140-DSB-003 |  |  |  |  | 23 | 2
| SPARE | [49 empty] | 3140-DSB-003 |  |  |  |  | 23 | 3
| SPARE | [49 empty] | 3140-DSB-003 |  |  |  |  | 23 | 4
| SPARE | [49 empty] | 3140-DSB-003 |  |  |  |  | 24 | 1
| SPARE | [49 empty] | 3140-DSB-003 |  |  |  |  | 24 | 2
| SPARE | [49 empty] | 3140-DSB-003 |  |  |  |  | 24 | 3
| SPARE | [49 empty] | 3140-DSB-003 |  |  |  |  | 24 | 4
| 3156-LS-307 |  | 3156-LD-307 | LEVEL SWITCH - TUNNING FORK |  |  | DIR | DCS | Field | [7 empty] | IS | 4503-VZ-DM-T31562003 | 31-SL-5646 |  |  | 3156-LS-307/3156-DSB-001 | [28 empty] | 3156-DSB-001 |  |  |  |  | 1 | 1
| 3156-LS-308 |  | 3156-LD-308 | LEVEL SWITCH - TUNNING FORK |  |  | DIR | DCS | Field | [7 empty] | IS | 4503-VZ-DM-T31562003 | 31-SL-5646 |  |  | 3156-LS-308/3156-DSB-001 | [28 empty] | 3156-DSB-001 |  |  |  |  | 1 | 2
| 3156-LS-309 |  | 3156-LD-309 | LEVEL SWITCH - TUNNING FORK |  |  | DIR | DCS | Field | [7 empty] | IS | 4503-VZ-DM-T31562003 | 31-SL-5645B |  |  | 3156-LS-309/3156-DSB-001 | [28 empty] | 3156-DSB-001 |  |  |  |  | 1 | 3
| 3156-LS-310 |  | 3156-LD-310 | LEVEL SWITCH - TUNNING FORK |  |  | DIR | DCS | Field | [7 empty] | IS | 4503-VZ-DM-T31562003 | 31-SL-5645B |  |  | 3156-LS-310/3156-DSB-001 | [28 empty] | 3156-DSB-001 |  |  |  |  | 1 | 4
| 3156-LS-311 |  | 3156-LD-311 | LEVEL SWITCH - TUNNING FORK |  |  | DIR | DCS | Field | [7 empty] | IS | 4503-VZ-DM-T31562003 | 31-SL-5645B |  |  | 3156-LS-311/3156-DSB-001 | [28 empty] | 3156-DSB-001 |  |  |  |  | 2 | 1
| 3156-LS-312 |  | 3156-LD-312 | LEVEL SWITCH - TUNNING FORK |  |  | DIR | DCS | Field | [7 empty] | IS | 4503-VZ-DM-T31562003 | 31-SL-5646 |  |  | 3156-LS-312/3156-DSB-001 | [28 empty] | 3156-DSB-001 |  |  |  |  | 2 | 2
| 3156-LS-313 |  | 3156-LD-313 | LEVEL SWITCH - TUNNING FORK |  |  | DIR | DCS | Field | [7 empty] | IS | 4503-VZ-DM-T31562004 | 31-SL-5645A |  |  | 3156-LS-313/3156-DSB-001 | [28 empty] | 3156-DSB-001 |  |  |  |  | 2 | 3
| 3156-LS-314 |  | 3156-LD-314 | LEVEL SWITCH - TUNNING FORK |  |  | DIR | DCS | Field | [7 empty] | IS | 4503-VZ-DM-T31562004 | 31-SL-5645A |  |  | 3156-LS-314/3156-DSB-001 | [28 empty] | 3156-DSB-001 |  |  |  |  | 2 | 4
| 3156-LS-315 |  | 3156-LD-315 | LEVEL SWITCH - TUNNING FORK |  |  | DIR | DCS | Field | [7 empty] | IS | 4503-VZ-DM-T31562004 | 31-SL-5645A |  |  | 3156-LS-315/3156-DSB-001 | [28 empty] | 3156-DSB-001 |  |  |  |  | 3 | 1
| 3156-LS-317 |  | 3156-LD-317 | LEVEL SWITCH - TUNNING FORK |  |  | DIR | DCS | Field | [7 empty] | IS | 4503-VZ-DM-T31562004 | 31-SL-5641D |  |  | 3156-LS-317/3156-DSB-001 | [28 empty] | 3156-DSB-001 |  |  |  |  | 3 | 2
| 3156-LS-318 |  | 3156-LD-318 | LEVEL SWITCH - TUNNING FORK |  |  | DIR | DCS | Field | [7 empty] | IS | 4503-VZ-DM-T31562004 | 31-SL-5641D |  |  | 3156-LS-318/3156-DSB-001 | [28 empty] | 3156-DSB-001 |  |  |  |  | 3 | 3
| 3156-LS-319 |  | 3156-LD-319 | LEVEL SWITCH - TUNNING FORK |  |  | DIR | DCS | Field | [7 empty] | IS | 4503-VZ-DM-T31562004 | 31-SL-5641D |  |  | 3156-LS-319/3156-DSB-001 | [28 empty] | 3156-DSB-001 |  |  |  |  | 3 | 4
| 3156-LS-320 |  | 3156-LD-320 | LEVEL SWITCH - TUNNING FORK |  |  | DIR | DCS | Field | [7 empty] | IS | 4503-VZ-DM-T31562005 | 31-SL-5641C |  |  | 3156-LS-320/3156-DSB-001 | [28 empty] | 3156-DSB-001 |  |  |  |  | 4 | 1
| 3156-LS-321 |  | 3156-LD-321 | LEVEL SWITCH - TUNNING FORK |  |  | DIR | DCS | Field | [7 empty] | IS | 4503-VZ-DM-T31562005 | 31-SL-5641C |  |  | 3156-LS-321/3156-DSB-001 | [28 empty] | 3156-DSB-001 |  |  |  |  | 4 | 2
| 3156-LS-322 |  | 3156-LD-322 | LEVEL SWITCH - TUNNING FORK |  |  | DIR | DCS | Field | [7 empty] | IS | 4503-VZ-DM-T31562005 | 31-SL-5641C |  |  | 3156-LS-322/3156-DSB-001 | [28 empty] | 3156-DSB-001 |  |  |  |  | 4 | 3
| 3156-LS-323 |  | 3156-LD-323 | LEVEL SWITCH - TUNNING FORK |  |  | DIR | DCS | Field | [7 empty] | IS | 4503-VZ-DM-T31562005 | 31-SL-5641B |  |  | 3156-LS-323/3156-DSB-001 | [28 empty] | 3156-DSB-001 |  |  |  |  | 4 | 4
| 3156-LS-324 |  | 3156-LD-324 | LEVEL SWITCH - TUNNING FORK |  |  | DIR | DCS | Field | [7 empty] | IS | 4503-VZ-DM-T31562005 | 31-SL-5641B |  |  | 3156-LS-324/3156-DSB-001 | [28 empty] | 3156-DSB-001 |  |  |  |  | 5 | 1
| 3156-LS-325 |  | 3156-LD-325 | LEVEL SWITCH - TUNNING FORK |  |  | DIR | DCS | Field | [7 empty] | IS | 4503-VZ-DM-T31562005 | 31-SL-5641B |  |  | 3156-LS-325/3156-DSB-001 | [28 empty] | 3156-DSB-001 |  |  |  |  | 5 | 2
| 3156-LS-326 |  | 3156-LD-326 | LEVEL SWITCH - TUNNING FORK |  |  | DIR | DCS | Field | [7 empty] | IS | 4503-VZ-DM-T31562005 | 31-SL-5641A |  |  | 3156-LS-326/3156-DSB-001 | [28 empty] | 3156-DSB-001 |  |  |  |  | 5 | 3
| 3156-LS-327 |  | 3156-LD-327 | LEVEL SWITCH - TUNNING FORK |  |  | DIR | DCS | Field | [7 empty] | IS | 4503-VZ-DM-T31562005 | 31-SL-5641A |  |  | 3156-LS-327/3156-DSB-001 | [28 empty] | 3156-DSB-001 |  |  |  |  | 5 | 4
| 3156-LS-328 |  | 3156-LD-328 | LEVEL SWITCH - TUNNING FORK |  |  | DIR | DCS | Field | [7 empty] | IS | 4503-VZ-DM-T31562005 | 31-SL-5641A |  |  | 3156-LS-328/3156-DSB-001 | [28 empty] | 3156-DSB-001 |  |  |  |  | 6 | 1
| 3156-LT-339 |  | 3156-LD-339 | LEVEL TRANSM. - RADAR |  |  | AIRH | DCS | Field | [7 empty] | IS | 4503-VZ-DM-T31562003 | 31-SL-5646 |  |  | 3156-LT-339/3156-DSB-001 | [28 empty] | 3156-DSB-001 |  |  |  |  | 6 | 2
| 3156-LT-340 |  | 3156-LD-340 | LEVEL TRANSM. - RADAR |  |  | AIRH | DCS | Field | [7 empty] | IS | 4503-VZ-DM-T31562003 | 31-SL-5645B |  |  | 3156-LT-340/3156-DSB-001 | [28 empty] | 3156-DSB-001 |  |  |  |  | 6 | 3
| 3156-LT-341 |  | 3156-LD-341 | LEVEL TRANSM. - RADAR |  |  | AIRH | DCS | Field | [7 empty] | IS | 4503-VZ-DM-T31562004 | 31-SL-5645A |  |  | 3156-LT-341/3156-DSB-001 | [28 empty] | 3156-DSB-001 |  |  |  |  | 6 | 4
| 3156-LT-342 |  | 3156-LD-342 | LEVEL TRANSM. - RADAR |  |  | AIRH | DCS | Field | [7 empty] | IS | 4503-VZ-DM-T31562004 | 31-SL-5641D |  |  | 3156-LT-342/3156-DSB-001 | [28 empty] | 3156-DSB-001 |  |  |  |  | 7 | 1
| 3156-LT-343 |  | 3156-LD-343 | LEVEL TRANSM. - RADAR |  |  | AIRH | DCS | Field | [7 empty] | IS | 4503-VZ-DM-T31562005 | 31-SL-5641C |  |  | 3156-LT-343/3156-DSB-001 | [28 empty] | 3156-DSB-001 |  |  |  |  | 7 | 2
| 3156-LT-344 |  | 3156-LD-344 | LEVEL TRANSM. - RADAR |  |  | AIRH | DCS | Field | [7 empty] | IS | 4503-VZ-DM-T31562005 | 31-SL-5641B |  |  | 3156-LT-344/3156-DSB-001 | [28 empty] | 3156-DSB-001 |  |  |  |  | 7 | 3
| 3156-LT-345 |  | 3156-LD-345 | LEVEL TRANSM. - RADAR |  |  | AIRH | DCS | Field | [7 empty] | IS | 4503-VZ-DM-T31562005 | 31-SL-5641A |  |  | 3156-LT-345/3156-DSB-001 | [28 empty] | 3156-DSB-001 |  |  |  |  | 7 | 4
| 3156-PT-435 |  | 3156-PD-435 | PRESSURE TRANSMITTER |  |  | AIRH | DCS | Field | [7 empty] | IS | 4503-VZ-DM-T31562004 | 31-SL-5645A |  |  | 3156-PT-435/3156-DSB-001 | [28 empty] | 3156-DSB-001 |  |  |  |  | 8 | 1
| 3156-PT-436 |  | 3156-PD-436 | PRESSURE TRANSMITTER |  |  | AIRH | DCS | Field | [7 empty] | IS | 4503-VZ-DM-T31562004 | 31-SL-5641D |  |  | 3156-PT-436/3156-DSB-001 | [28 empty] | 3156-DSB-001 |  |  |  |  | 8 | 2
| 3156-PT-437 |  | 3156-PD-437 | PRESSURE TRANSMITTER |  |  | AIRH | DCS | Field | [7 empty] | IS | 4503-VZ-DM-T31562005 | 31-SL-5641C |  |  | 3156-PT-437/3156-DSB-001 | [28 empty] | 3156-DSB-001 |  |  |  |  | 8 | 3
| 3156-PT-438 |  | 3156-PD-438 | PRESSURE TRANSMITTER |  |  | AIRH | DCS | Field | [7 empty] | IS | 4503-VZ-DM-T31562005 | 31-SL-5641B |  |  | 3156-PT-438/3156-DSB-001 | [28 empty] | 3156-DSB-001 |  |  |  |  | 8 | 4
| 3156-PT-439 |  | 3156-PD-439 | PRESSURE TRANSMITTER |  |  | AIRH | DCS | Field | [7 empty] | IS | 4503-VZ-DM-T31562005 | 31-SL-5641A |  |  | 3156-PT-439/3156-DSB-001 | [28 empty] | 3156-DSB-001 |  |  |  |  | 9 | 1
| 3156-PT-440 |  | 3156-PD-440 | PRESSURE TRANSMITTER |  |  | AIRH | DCS | Field | [7 empty] | IS | 4503-VZ-DM-T31562003 | 31-SL-5646 |  |  | 3156-PT-440/3156-DSB-001 | [28 empty] | 3156-DSB-001 |  |  |  |  | 9 | 2
| 3156-PT-441 |  | 3156-PD-441 | PRESSURE TRANSMITTER |  |  | AIRH | DCS | Field | [7 empty] | IS | 4503-VZ-DM-T31562003 | 31-SL-5645B |  |  | 3156-PT-441/3156-DSB-001 | [28 empty] | 3156-DSB-001 |  |  |  |  | 9 | 3
| 3156-TT-601 |  | 3156-TD-601 | TEMPERATURE TRANSM. - HEAD MOUNT |  |  | AIRH | DCS | Field | [7 empty] | IS | 4503-VZ-DM-T31562003 | 31-SL-5646 |  |  | 3156-TT-601/3156-DSB-001 | [28 empty] | 3156-DSB-001 |  |  |  |  | 9 | 4
| 3156-TT-605 |  | 3156-TD-605 | TEMPERATURE TRANSM. - HEAD MOUNT |  |  | AIRH | DCS | Field | [7 empty] | IS | 4503-VZ-DM-T31562004 | 31-SL-5641D |  |  | 3156-TT-605/3156-DSB-001 | [28 empty] | 3156-DSB-001 |  |  |  |  | 10 | 1
| 3156-TT-606 |  | 3156-TD-606 | TEMPERATURE TRANSM. - HEAD MOUNT |  |  | AIRH | DCS | Field | [7 empty] | IS | 4503-VZ-DM-T31562005 | 31-SL-5641C |  |  | 3156-TT-606/3156-DSB-001 | [28 empty] | 3156-DSB-001 |  |  |  |  | 10 | 2
| 3156-TT-607 |  | 3156-TD-607 | TEMPERATURE TRANSM. - HEAD MOUNT |  |  | AIRH | DCS | Field | [7 empty] | IS | 4503-VZ-DM-T31562005 | 31-SL-5641B |  |  | 3156-TT-607/3156-DSB-001 | [28 empty] | 3156-DSB-001 |  |  |  |  | 10 | 3
| 3156-TT-609 |  | 3156-TD-609 | TEMPERATURE TRANSM. - HEAD MOUNT |  |  | AIRH | DCS | Field | [7 empty] | IS | 4503-VZ-DM-T31562005 | 31-SL-5641A |  |  | 3156-TT-609/3156-DSB-001 | [28 empty] | 3156-DSB-001 |  |  |  |  | 10 | 4
| 3156-TT-698 |  | 3156-TD-698 | TEMPERATURE TRANSM. - HEAD MOUNT |  |  | AIRH | DCS | Field | [7 empty] | IS | 4503-VZ-DM-T31562003 | 31-SL-5645B |  |  | 3156-TT-698/3156-DSB-001 | [28 empty] | 3156-DSB-001 |  |  |  |  | 11 | 1
| 3156-TT-699 |  | 3156-TD-699 | TEMPERATURE TRANSM. - HEAD MOUNT |  |  | AIRH | DCS | Field | [7 empty] | IS | 4503-VZ-DM-T31562004 | 31-SL-5645A |  |  | 3156-TT-699/3156-DSB-001 | [28 empty] | 3156-DSB-001 |  |  |  |  | 11 | 2
| SPARE | [49 empty] | 3156-DSB-001 |  |  |  |  | 11 | 3
| SPARE | [49 empty] | 3156-DSB-001 |  |  |  |  | 11 | 4
| 3699-AT-040 |  | 3699-AD-040 | ANALYZER - HC (IR TYPE) |  |  | AIRH | DCS | Field |  |  |  |  | 24 VDC |  |  | NIS | 4503-WZ-DM-T36992002 |  |  |  | 3699-AT-040/3156-DSB-001 | [28 empty] | 3156-DSB-001 |  |  |  |  | 12 | 1
| 3699-FT-213 |  | 3699-FD-213 | FLOW TRANSMITTER - MAG |  |  | AIRH | DCS | Field |  |  |  |  | 230 VAC |  |  | NIS | 4503-WZ-DM-T36992002 |  |  |  | 3699-FT-213/3156-DSB-001 | [28 empty] | 3156-DSB-001 |  |  |  |  | 12 | 2
| 3699-PT-422 |  | 3699-PD-422 | PRESSURE TRANSMITTER |  |  | AIRH | DCS | Field | [7 empty] | NIS | 4503-WZ-DM-T36992002 |  |  |  | 3699-PT-422/3156-DSB-001 | [28 empty] | 3156-DSB-001 |  |  |  |  | 12 | 3
| 3699-PT-426 |  | 3699-PD-426 | PRESSURE TRANSMITTER |  |  | AIRH | DCS | Field | [7 empty] | NIS | 4503-WZ-DM-T36992002 |  |  |  | 3699-PT-426/3156-DSB-001 | [28 empty] | 3156-DSB-001 |  |  |  |  | 12 | 4
| 3699-TT-612 |  | 3699-TD-612 | TEMPERATURE TRANSM. - HEAD MOUNT |  |  | AIRH | DCS | Field | [7 empty] | NIS | 4503-WZ-DM-T36992002 |  |  |  | 3699-TT-612/3156-DSB-001 | [28 empty] | 3156-DSB-001 |  |  |  |  | 13 | 1
| 3699-TT-621 |  | 3699-TD-621 | TEMPERATURE TRANSM. - HEAD MOUNT |  |  | AIRH | DCS | Field | [7 empty] | NIS | 4503-WZ-DM-T36992002 |  |  |  | 3699-TT-621/3156-DSB-001 | [28 empty] | 3156-DSB-001 |  |  |  |  | 13 | 2
| SPARE | [49 empty] | 3156-DSB-001 |  |  |  |  | 13 | 3
| SPARE | [49 empty] | 3156-DSB-001 |  |  |  |  | 13 | 4
| SPARE | [49 empty] | 3156-DSB-001 |  |  |  |  | 14 | 1
| SPARE | [49 empty] | 3156-DSB-001 |  |  |  |  | 14 | 2
| SPARE | [49 empty] | 3156-DSB-001 |  |  |  |  | 14 | 3
| SPARE | [49 empty] | 3156-DSB-001 |  |  |  |  | 14 | 4
| SPARE | [49 empty] | 3156-DSB-001 |  |  |  |  | 15 | 1
| SPARE | [49 empty] | 3156-DSB-001 |  |  |  |  | 15 | 2
| SPARE | [49 empty] | 3156-DSB-001 |  |  |  |  | 15 | 3
| SPARE | [49 empty] | 3156-DSB-001 |  |  |  |  | 15 | 4
| SPARE | [49 empty] | 3156-DSB-001 |  |  |  |  | 16 | 1
| SPARE | [49 empty] | 3156-DSB-001 |  |  |  |  | 16 | 2
| SPARE | [49 empty] | 3156-DSB-001 |  |  |  |  | 16 | 3
| SPARE | [49 empty] | 3156-DSB-001 |  |  |  |  | 16 | 4
| 3152-PT-407A |  | 3152-PD-407A | PRESSURE TRANSMITTER |  |  | AIRH | DCS | Field | [7 empty] | IS | 4503-VZ-DM-T31522004 |  |  | 3152-PD-407_G1 | 3152-PT-407A/3900-DSB-001 | [28 empty] | 3900-DSB-001 |  |  |  |  | 1 | 1
| 3152-TT-798P |  | 3152-TD-798P | TEMPERATURE TRANSM. - HEAD MOUNT |  |  | AIRH | DCS | Field | [7 empty] | IS | 4503-GG-VD-BD021T3131P5225AB091 | 31-P-5225A | 31-P-5225 A/B | 31-P-5225_G1 | 3152-TT-798P/3900-DSB-001 | [28 empty] | 3900-DSB-001 |  |  |  |  | 1 | 2
| 3152-XZSC-805 |  | 3152-XD-805 | LIMIT SWITCH - CLOSE |  |  | DIR | DCS | Field | [7 empty] | IS | 4503-VZ-DM-T31522012 |  |  |  | 3152-XZSC-805/3900-DSB-001 | [28 empty] | 3900-DSB-001 |  |  |  |  | 1 | 3
| 3150-FT-204 |  | 3150-FD-204 | FLOW TRANSMITTER - VORTEX |  |  | AIRH | DCS | Field | [7 empty] | IS | 4503-VZ-DM-T31502001 |  |  |  | 3150-FT-204/3900-DSB-001 | [28 empty] | 3900-DSB-001 |  |  |  |  | 1 | 4
| 3152-PT-407B |  | 3152-PD-407B | PRESSURE TRANSMITTER |  |  | AIRH | DCS | Field | [7 empty] | IS | 4503-VZ-DM-T31522004 |  |  | 3152-PD-407_G2 | 3152-PT-407B/3900-DSB-001 | [28 empty] | 3900-DSB-001 |  |  |  |  | 2 | 1
| 3152-TT-799P |  | 3152-TD-799P | TEMPERATURE TRANSM. - HEAD MOUNT |  |  | AIRH | DCS | Field | [7 empty] | IS | 4503-GG-VD-BD021T3131P5225AB091 | 31-P-5225B | 31-P-5225 A/B | 31-P-5225_G2 | 3152-TT-799P/3900-DSB-001 | [28 empty] | 3900-DSB-001 |  |  |  |  | 2 | 2
| 3150-FY-204 |  | 3150-FD-204 | E/P POSITIONER |  |  | AORH | DCS | Field | [7 empty] | IS | 4503-VZ-DM-T31502001 |  |  |  | 3150-FY-204/3900-DSB-001 | [28 empty] | 3900-DSB-001 |  |  |  |  | 2 | 3
| 3152-XZSO-805 |  | 3152-XD-805 | LIMIT SWITCH - OPEN |  |  | DIR | DCS | Field | [7 empty] | IS | 4503-VZ-DM-T31522012 |  |  |  | 3152-XZSO-805/3900-DSB-001 | [28 empty] | 3900-DSB-001 |  |  |  |  | 2 | 4
| 3152-FT-202 |  | 3152-FD-202 | FLOW TRANSMITTER - CORIOLIS |  |  | AIRH | DCS | Field |  |  |  |  | 230 VAC |  |  | IS | 4503-VZ-DM-T31522004 |  |  |  | 3152-FT-202/3900-DSB-001 | [28 empty] | 3900-DSB-001 |  |  |  |  | 3 | 1
| 3152-FT-203 |  | 3152-FD-203 | FLOW TRANSMITTER - VORTEX |  |  | AIRH | DCS | Field | [7 empty] | IS | 4503-VZ-DM-T31522013 |  |  |  | 3152-FT-203/3900-DSB-001 | [28 empty] | 3900-DSB-001 |  |  |  |  | 3 | 2
| 3152-FY-203 |  | 3152-FD-203 | E/P POSITIONER |  |  | AORH | DCS | Field | [7 empty] | IS | 4503-VZ-DM-T31522013 |  |  |  | 3152-FY-203/3900-DSB-001 | [28 empty] | 3900-DSB-001 |  |  |  |  | 3 | 3
| 3152-FT-205 |  | 3152-FD-205 | FLOW TRANSMITTER - VORTEX |  |  | AIRH | DCS | Field | [7 empty] | IS | 4503-VZ-DM-T31522003 |  |  |  | 3152-FT-205/3900-DSB-001 | [28 empty] | 3900-DSB-001 |  |  |  |  | 3 | 4
| 3152-FY-205 |  | 3152-FD-205 | E/P POSITIONER |  |  | AORH | DCS | Field | [7 empty] | IS | 4503-VZ-DM-T31522003 |  |  |  | 3152-FY-205/3900-DSB-001 | [28 empty] | 3900-DSB-001 |  |  |  |  | 4 | 1
| 3152-FT-206 |  | 3152-FD-206 | FLOW TRANSMITTER - VORTEX |  |  | AIRH | DCS | Field | [7 empty] | IS | 4503-VZ-DM-T31522002 |  |  |  | 3152-FT-206/3900-DSB-001 | [28 empty] | 3900-DSB-001 |  |  |  |  | 4 | 2
| 3152-FY-206 |  | 3152-FD-206 | E/P POSITIONER |  |  | AORH | DCS | Field | [7 empty] | IS | 4503-VZ-DM-T31522002 |  |  |  | 3152-FY-206/3900-DSB-001 | [28 empty] | 3900-DSB-001 |  |  |  |  | 4 | 3
| 3152-FT-215 |  | 3152-FD-215 | FLOW TRANSMITTER - VORTEX |  |  | AIRH | DCS | Field | [7 empty] | IS | 4503-VZ-DM-T31522004 |  |  |  | 3152-FT-215/3900-DSB-001 | [28 empty] | 3900-DSB-001 |  |  |  |  | 4 | 4
| 3152-FY-210 |  | 3152-FD-210 | E/P POSITIONER |  |  | AORH | DCS | Field | [7 empty] | IS | 4503-VZ-DM-T31522003 |  |  |  | 3152-FY-210/3900-DSB-001 | [28 empty] | 3900-DSB-001 |  |  |  |  | 5 | 1
| 3152-FY-215 |  | 3152-FD-215 | E/P POSITIONER |  |  | AORH | DCS | Field | [7 empty] | IS | 4503-VZ-DM-T31522004 |  |  |  | 3152-FY-215/3900-DSB-001 | [28 empty] | 3900-DSB-001 |  |  |  |  | 5 | 2
| 3152-FT-216 |  | 3152-FD-216 | FLOW TRANSMITTER - CORIOLIS |  |  | AIRH | DCS | Field |  |  |  |  | 230 VAC |  |  | IS | 4503-VZ-DM-T31522008 |  |  |  | 3152-FT-216/3900-DSB-001 | [28 empty] | 3900-DSB-001 |  |  |  |  | 5 | 3
| 3152-FT-217 |  | 3152-FD-217 | FLOW TRANSMITTER - VORTEX |  |  | AIRH | DCS | Field | [7 empty] | IS | 4503-VZ-DM-T31522008 |  |  |  | 3152-FT-217/3900-DSB-001 | [28 empty] | 3900-DSB-001 |  |  |  |  | 5 | 4
| 3152-FT-218 |  | 3152-FD-218 | FLOW TRANSMITTER - VORTEX |  |  | AIRH | DCS | Field | [7 empty] | IS | 4503-VZ-DM-T31522008 |  |  |  | 3152-FT-218/3900-DSB-001 | [28 empty] | 3900-DSB-001 |  |  |  |  | 6 | 1
| 3152-FY-218 |  | 3152-FD-218 | E/P POSITIONER |  |  | AORH | DCS | Field | [7 empty] | IS | 4503-VZ-DM-T31522008 |  |  |  | 3152-FY-218/3900-DSB-001 | [28 empty] | 3900-DSB-001 |  |  |  |  | 6 | 2
| 3152-FT-219 |  | 3152-FD-219 | FLOW TRANSMITTER - CORIOLIS |  |  | AIRH | DCS | Field |  |  |  |  | 230 VAC |  |  | IS | 4503-VZ-DM-T31522010 |  |  |  | 3152-FT-219/3900-DSB-001 | [28 empty] | 3900-DSB-001 |  |  |  |  | 6 | 3
| 3152-FY-219 |  | 3152-FD-219 | E/P POSITIONER |  |  | AORH | DCS | Field | [7 empty] | IS | 4503-VZ-DM-T31522010 |  |  |  | 3152-FY-219/3900-DSB-001 | [28 empty] | 3900-DSB-001 |  |  |  |  | 6 | 4
| 3152-KZSC-802 |  | 3152-KD-802 | LIMIT SWITCH - CLOSE |  |  | DIR | DCS | Field | [7 empty] | IS | 4503-VZ-DM-T31522004 |  |  |  | 3152-KZSC-802/3900-DSB-001 | [28 empty] | 3900-DSB-001 |  |  |  |  | 7 | 1
| 3152-KZSO-802 |  | 3152-KD-802 | LIMIT SWITCH - OPEN |  |  | DIR | DCS | Field | [7 empty] | IS | 4503-VZ-DM-T31522004 |  |  |  | 3152-KZSO-802/3900-DSB-001 | [28 empty] | 3900-DSB-001 |  |  |  |  | 7 | 2
| 3152-KZSC-803 |  | 3152-KD-803 | LIMIT SWITCH - CLOSE |  |  | DIR | DCS | Field | [7 empty] | IS | 4503-VZ-DM-T31522004 |  |  |  | 3152-KZSC-803/3900-DSB-001 | [28 empty] | 3900-DSB-001 |  |  |  |  | 7 | 3
| 3152-KZSO-803 |  | 3152-KD-803 | LIMIT SWITCH - OPEN |  |  | DIR | DCS | Field | [7 empty] | IS | 4503-VZ-DM-T31522004 |  |  |  | 3152-KZSO-803/3900-DSB-001 | [28 empty] | 3900-DSB-001 |  |  |  |  | 7 | 4
| 3152-LT-301 |  | 3152-LD-301 | LEVEL TRANSM. - DP DIAPHRAGM CAPILLARY |  |  | AIRH | DCS | Field | [7 empty] | IS | 4503-VZ-DM-T31522013 | 31-V-5202 |  |  | 3152-LT-301/3900-DSB-001 | [28 empty] | 3900-DSB-001 |  |  |  |  | 8 | 1
| 3152-LY-301 |  | 3152-LD-301 | E/P POSITIONER |  |  | AORH | DCS | Field | [7 empty] | IS | 4503-VZ-DM-T31522013 |  |  |  | 3152-LY-301/3900-DSB-001 | [28 empty] | 3900-DSB-001 |  |  |  |  | 8 | 2
| 3152-LT-302 |  | 3152-LD-302 | LEVEL TRANSM. - DP DIAPHRAGM CAPILLARY |  |  | AIRH | DCS | Field | [7 empty] | IS | 4503-VZ-DM-T31522013 | 31-V-5202 |  |  | 3152-LT-302/3900-DSB-001 | [28 empty] | 3900-DSB-001 |  |  |  |  | 8 | 3
| 3152-LT-304 |  | 3152-LD-304 | LEVEL TRANSM. - DP DIAPHRAGM CAPILLARY |  |  | AIRH | DCS | Field | [7 empty] | IS | 4503-VZ-DM-T31522004 | 31-V-5210 |  |  | 3152-LT-304/3900-DSB-001 | [28 empty] | 3900-DSB-001 |  |  |  |  | 8 | 4
| 3152-LY-304 |  | 3152-LD-304 | E/P POSITIONER |  |  | AORH | DCS | Field | [7 empty] | IS | 4503-VZ-DM-T31522003 |  |  |  | 3152-LY-304/3900-DSB-001 | [28 empty] | 3900-DSB-001 |  |  |  |  | 9 | 1
| 3152-LT-309 |  | 3152-LD-309 | LEVEL TRANSM. - DP DIAPHRAGM CAPILLARY |  |  | AIRH | DCS | Field | [7 empty] | IS | 4503-VZ-DM-T31522002 | 31-V-5226 |  |  | 3152-LT-309/3900-DSB-001 | [28 empty] | 3900-DSB-001 |  |  |  |  | 9 | 2
| 3152-LY-309B |  | 3152-LD-309 | E/P POSITIONER |  |  | AORH | DCS | Field | [7 empty] | IS | 4503-VZ-DM-T31522002 |  |  |  | 3152-LY-309B/3900-DSB-001 | [28 empty] | 3900-DSB-001 |  |  |  |  | 9 | 3
| 3152-LT-311 |  | 3152-LD-311 | LEVEL TRANSM. - DP DIAPHRAGM CAPILLARY |  |  | AIRH | DCS | Field | [7 empty] | IS | 4503-VZ-DM-T31522002 | 31-V-5226 |  |  | 3152-LT-311/3900-DSB-001 | [28 empty] | 3900-DSB-001 |  |  |  |  | 9 | 4
| 3152-LY-309A |  | 3152-LD-309 | E/P POSITIONER |  |  | AORH | DCS | Field | [7 empty] | IS | 4503-VZ-DM-T31522002 |  |  |  | 3152-LY-309A/3900-DSB-001 | [28 empty] | 3900-DSB-001 |  |  |  |  | 10 | 1
| 3152-LT-315 |  | 3152-LD-315 | LEVEL TRANSM. - DP DIAPHRAGM CAPILLARY |  |  | AIRH | DCS | Field | [7 empty] | IS | 4503-VZ-DM-T31522008 | 31-V-5241 |  |  | 3152-LT-315/3900-DSB-001 | [28 empty] | 3900-DSB-001 |  |  |  |  | 10 | 2
| 3152-LT-316 |  | 3152-LD-316 | LEVEL TRANSM. - DP DIAPHRAGM CAPILLARY |  |  | AIRH | DCS | Field | [7 empty] | IS | 4503-VZ-DM-T31522009 | 31-V-5244 |  |  | 3152-LT-316/3900-DSB-001 | [28 empty] | 3900-DSB-001 |  |  |  |  | 10 | 3
| 3152-LY-316 |  | 3152-LD-316 | E/P POSITIONER |  |  | AORH | DCS | Field | [7 empty] | IS | 4503-VZ-DM-T31522010 |  |  |  | 3152-LY-316/3900-DSB-001 | [28 empty] | 3900-DSB-001 |  |  |  |  | 10 | 4
| 3152-LT-331 |  | 3152-LD-331 | LEVEL TRANSM. - DP DIAPHRAGM CAPILLARY |  |  | AIRH | DCS | Field | [7 empty] | IS | 4503-VZ-DM-T31522004 | 31-V-5210 |  |  | 3152-LT-331/3900-DSB-001 | [28 empty] | 3900-DSB-001 |  |  |  |  | 11 | 1
| 3152-LT-335 |  | 3152-LD-335 | LEVEL TRANSM. - DP DIAPHRAGM CAPILLARY |  |  | AIRH | DCS | Field | [7 empty] | IS | 4503-VZ-DM-T31522009 | 31-V-5244 |  |  | 3152-LT-335/3900-DSB-001 | [28 empty] | 3900-DSB-001 |  |  |  |  | 11 | 2
| 3152-PT-404 |  | 3152-PD-404 | PRESSURE TRANSMITTER |  |  | AIRH | DCS | Field | [7 empty] | IS | 4503-VZ-DM-T31522007 |  |  |  | 3152-PT-404/3900-DSB-001 | [28 empty] | 3900-DSB-001 |  |  |  |  | 11 | 3
| 3152-PT-405 |  | 3152-PD-405 | PRESSURE TRANSMITTER |  |  | AIRH | DCS | Field | [7 empty] | IS | 4503-VZ-DM-T31522004 | 31-V-5210 |  |  | 3152-PT-405/3900-DSB-001 | [28 empty] | 3900-DSB-001 |  |  |  |  | 11 | 4
| 3152-PY-405B |  | 3152-PD-405 | E/P POSITIONER |  |  | AORH | DCS | Field | [7 empty] | IS | 4503-VZ-DM-T31522004 |  |  |  | 3152-PY-405B/3900-DSB-001 | [28 empty] | 3900-DSB-001 |  |  |  |  | 12 | 1
| 3152-PIT-406 |  | 3152-PD-406 | PRESSURE IND. TRANSMITTER |  |  | AIRH | DCS | Field | [7 empty] | IS | 4503-VZ-DM-T31522004 |  |  |  | 3152-PIT-406/3900-DSB-001 | [28 empty] | 3900-DSB-001 |  |  |  |  | 12 | 2
| 3152-PY-406 |  | 3152-PD-406 | E/P POSITIONER |  |  | AORH | DCS | Field | [7 empty] | IS | 4503-VZ-DM-T31522004 |  |  |  | 3152-PY-406/3900-DSB-001 | [28 empty] | 3900-DSB-001 |  |  |  |  | 12 | 3
| 3152-PT-431 |  | 3152-PD-431 | PRESSURE TRANSMITTER |  |  | AIRH | DCS | Field | [7 empty] | IS | 4503-VZ-DM-T31522008 |  |  |  | 3152-PT-431/3900-DSB-001 | [28 empty] | 3900-DSB-001 |  |  |  |  | 12 | 4
| 3152-PY-431 |  | 3152-PD-431 | E/P POSITIONER |  |  | AORH | DCS | Field | [7 empty] | IS | 4503-VZ-DM-T31522009 |  |  |  | 3152-PY-431/3900-DSB-001 | [28 empty] | 3900-DSB-001 |  |  |  |  | 13 | 1
| 3152-PDT-434 |  | 3152-PD-434 | PRESSURE TRANSM. - DIFF. DIAPH. WITH CAP |  |  | AIRH | DCS | Field | [7 empty] | IS | 4503-VZ-DM-T31522008 | 31-C-5240 |  |  | 3152-PDT-434/3900-DSB-001 | [28 empty] | 3900-DSB-001 |  |  |  |  | 13 | 2
| 3152-PT-442 |  | 3152-PD-442 | PRESSURE TRANSMITTER |  |  | AIRH | DCS | Field | [7 empty] | IS | 4503-VZ-DM-T31522008 |  |  |  | 3152-PT-442/3900-DSB-001 | [28 empty] | 3900-DSB-001 |  |  |  |  | 13 | 3
| 3152-PT-447 |  | 3152-PD-447 | PRESSURE TRANSMITTER |  |  | AIRH | DCS | Field | [7 empty] | IS | 4503-VZ-DM-T31522011 |  |  |  | 3152-PT-447/3900-DSB-001 | [28 empty] | 3900-DSB-001 |  |  |  |  | 13 | 4
| 3152-PT-450 |  | 3152-PD-450 | PRESSURE TRANSMITTER |  |  | AIRH | DCS | Field | [7 empty] | IS | 4503-VZ-DM-T31522008 |  |  |  | 3152-PT-450/3900-DSB-001 | [28 empty] | 3900-DSB-001 |  |  |  |  | 14 | 1
| 3152-PT-492P |  | 3152-PD-492P | PRESSURE TRANSMITTER |  |  | AIRH | DCS | Field | [7 empty] | IS | 4503-GG-VD-BD021T3131P5245AS092 | 31-P-5245A | 31-P-5245A |  | 3152-PT-492P/3900-DSB-001 | [28 empty] | 3900-DSB-001 |  |  |  |  | 14 | 2
| 3152-TT-602 |  | 3152-TD-602 | TEMPERATURE TRANSM. - HEAD MOUNT |  |  | AIRH | DCS | Field | [7 empty] | IS | 4503-VZ-DM-T31522001 |  |  |  | 3152-TT-602/3900-DSB-001 | [28 empty] | 3900-DSB-001 |  |  |  |  | 14 | 3
| 3152-TT-605 |  | 3152-TD-605 | TEMPERATURE TRANSM. - HEAD MOUNT |  |  | AIRH | DCS | Field | [7 empty] | IS | 4503-VZ-DM-T31522004 |  |  |  | 3152-TT-605/3900-DSB-001 | [28 empty] | 3900-DSB-001 |  |  |  |  | 14 | 4
| 3152-TT-606 |  | 3152-TD-606 | TEMPERATURE TRANSM. - HEAD MOUNT |  |  | AIRH | DCS | Field | [7 empty] | IS | 4503-VZ-DM-T31522002 |  |  |  | 3152-TT-606/3900-DSB-001 | [28 empty] | 3900-DSB-001 |  |  |  |  | 15 | 1
| 3152-TT-618 |  | 3152-TD-618 | TEMPERATURE TRANSM. - HEAD MOUNT |  |  | AIRH | DCS | Field | [7 empty] | IS | 4503-VZ-DM-T31522008 | 31-C-5240 |  |  | 3152-TT-618/3900-DSB-001 | [28 empty] | 3900-DSB-001 |  |  |  |  | 15 | 2
| 3152-TT-619 |  | 3152-TD-619 | TEMPERATURE TRANSM. - HEAD MOUNT |  |  | AIRH | DCS | Field | [7 empty] | IS | 4503-VZ-DM-T31522008 | 31-C-5240 |  |  | 3152-TT-619/3900-DSB-001 | [28 empty] | 3900-DSB-001 |  |  |  |  | 15 | 3
| 3152-TT-620 |  | 3152-TD-620 | TEMPERATURE TRANSM. - HEAD MOUNT |  |  | AIRH | DCS | Field | [7 empty] | IS | 4503-VZ-DM-T31522008 | 31-V-5241 |  |  | 3152-TT-620/3900-DSB-001 | [28 empty] | 3900-DSB-001 |  |  |  |  | 15 | 4
| 3152-TT-621 |  | 3152-TD-621 | TEMPERATURE TRANSM. - HEAD MOUNT |  |  | AIRH | DCS | Field | [7 empty] | IS | 4503-VZ-DM-T31522009 |  |  |  | 3152-TT-621/3900-DSB-001 | [28 empty] | 3900-DSB-001 |  |  |  |  | 16 | 1
| 3152-TT-682P |  | 3152-TD-682P | TEMPERATURE TRANSM. - HEAD MOUNT |  |  | AIRH | DCS | Field | [7 empty] | IS | 4503-GG-VD-BD021T3131P5245AS092 | 31-P-5245A | 31-P-5245A |  | 3152-TT-682P/3900-DSB-001 | [28 empty] | 3900-DSB-001 |  |  |  |  | 16 | 2
| 3152-XZSC-801 |  | 3152-XD-801 | LIMIT SWITCH - CLOSE |  |  | DIR | DCS | Field | [7 empty] | IS | 4503-VZ-DM-T31522004 |  |  |  | 3152-XZSC-801/3900-DSB-001 | [28 empty] | 3900-DSB-001 |  |  |  |  | 16 | 3
| 3152-XZSO-801 |  | 3152-XD-801 | LIMIT SWITCH - OPEN |  |  | DIR | DCS | Field | [7 empty] | IS | 4503-VZ-DM-T31522004 |  |  |  | 3152-XZSO-801/3900-DSB-001 | [28 empty] | 3900-DSB-001 |  |  |  |  | 16 | 4
| 3152-XZSC-802 |  | 3152-XD-802 | LIMIT SWITCH - CLOSE |  |  | DIR | DCS | Field | [7 empty] | IS | 4503-VZ-DM-T31522002 |  |  |  | 3152-XZSC-802/3900-DSB-001 | [28 empty] | 3900-DSB-001 |  |  |  |  | 17 | 1
| 3152-XZSO-802 |  | 3152-XD-802 | LIMIT SWITCH - OPEN |  |  | DIR | DCS | Field | [7 empty] | IS | 4503-VZ-DM-T31522002 |  |  |  | 3152-XZSO-802/3900-DSB-001 | [28 empty] | 3900-DSB-001 |  |  |  |  | 17 | 2
| 3152-XZSC-803 |  | 3152-XD-803 | LIMIT SWITCH - CLOSE |  |  | DIR | DCS | Field | [7 empty] | IS | 4503-VZ-DM-T31522009 |  |  |  | 3152-XZSC-803/3900-DSB-001 | [28 empty] | 3900-DSB-001 |  |  |  |  | 17 | 3
| 3152-XZSO-803 |  | 3152-XD-803 | LIMIT SWITCH - OPEN |  |  | DIR | DCS | Field | [7 empty] | IS | 4503-VZ-DM-T31522009 |  |  |  | 3152-XZSO-803/3900-DSB-001 | [28 empty] | 3900-DSB-001 |  |  |  |  | 17 | 4
| 3152-XZSC-804 |  | 3152-XD-804 | LIMIT SWITCH - CLOSE |  |  | DIR | DCS | Field | [7 empty] | IS | 4503-VZ-DM-T31522004 |  |  |  | 3152-XZSC-804/3900-DSB-001 | [28 empty] | 3900-DSB-001 |  |  |  |  | 18 | 1
| 3152-XZSO-804 |  | 3152-XD-804 | LIMIT SWITCH - OPEN |  |  | DIR | DCS | Field | [7 empty] | IS | 4503-VZ-DM-T31522004 |  |  |  | 3152-XZSO-804/3900-DSB-001 | [28 empty] | 3900-DSB-001 |  |  |  |  | 18 | 2
| 3152-XZSC-856 |  | 3152-XD-856 | LIMIT SWITCH - CLOSE |  |  | DIR | DCS | Field | [7 empty] | IS | 4503-VZ-DM-T31522008 |  |  |  | 3152-XZSC-856/3900-DSB-001 | [28 empty] | 3900-DSB-001 |  |  |  |  | 18 | 3
| 3152-XZSO-856 |  | 3152-XD-856 | LIMIT SWITCH - OPEN |  |  | DIR | DCS | Field | [7 empty] | IS | 4503-VZ-DM-T31522008 |  |  |  | 3152-XZSO-856/3900-DSB-001 | [28 empty] | 3900-DSB-001 |  |  |  |  | 18 | 4
| 3152-XZSC-857 |  | 3152-XD-857 | LIMIT SWITCH - CLOSE |  |  | DIR | DCS | Field | [7 empty] | IS | 4503-VZ-DM-T31522013 |  |  |  | 3152-XZSC-857/3900-DSB-001 | [28 empty] | 3900-DSB-001 |  |  |  |  | 19 | 1
| 3152-XZSO-857 |  | 3152-XD-857 | LIMIT SWITCH - OPEN |  |  | DIR | DCS | Field | [7 empty] | IS | 4503-VZ-DM-T31522013 |  |  |  | 3152-XZSO-857/3900-DSB-001 | [28 empty] | 3900-DSB-001 |  |  |  |  | 19 | 2
| 3154-PY-451 |  | 3154-PD-451P | E/P POSITIONER |  |  | AORH | DCS | Field | [7 empty] | IS | 4503-VZ-DM-T31522012 |  |  |  | 3154-PY-451/3900-DSB-001 | [28 empty] | 3900-DSB-001 |  |  |  |  | 19 | 3
| 3154-FT-251P |  | 3154-FD-251P | FLOW TRANSMITTER - INTEGRAL ORIFICE |  |  | AIRH | DCS | Field | [7 empty] | IS | 4503-FY-VD-BD426T31GEN002 | 31-PK-5201 | 31-PK-5201 |  | 3154-FT-251P/3900-DSB-001 | [28 empty] | 3900-DSB-001 |  |  |  |  | 19 | 4
| 3154-FT-252P |  | 3154-FD-252P | FLOW TRANSMITTER - INTEGRAL ORIFICE |  |  | AIRH | DCS | Field | [7 empty] | IS | 4503-FY-VD-BD426T31GEN002 | 31-PK-5201 | 31-PK-5201 |  | 3154-FT-252P/3900-DSB-001 | [28 empty] | 3900-DSB-001 |  |  |  |  | 20 | 1
| 3154-PT-451P |  | 3154-PD-451P | PRESSURE TRANSMITTER |  |  | AIRH | DCS | Field | [7 empty] | IS | 4503-FY-VD-BD426T31GEN002 | 31-PK-5201 | 31-PK-5201 |  | 3154-PT-451P/3900-DSB-001 | [28 empty] | 3900-DSB-001 |  |  |  |  | 20 | 2
| 3154-PT-455P |  | 3154-PD-455P | PRESSURE TRANSMITTER |  |  | AIRH | DCS | Field | [7 empty] | IS | 4503-FY-VD-BD426T31GEN002 | 31-PK-5201 | 31-PK-5201 |  | 3154-PT-455P/3900-DSB-001 | [28 empty] | 3900-DSB-001 |  |  |  |  | 20 | 3
| 3154-TT-651P |  | 3154-TD-651P | TEMPERATURE TRANSMITTER |  |  | AIRH | DCS | Field | [7 empty] | IS | 4503-FY-VD-BD426T31GEN002 | 31-PK-5201 | 31-PK-5201 |  | 3154-TT-651P/3900-DSB-001 | [28 empty] | 3900-DSB-001 |  |  |  |  | 20 | 4
| 3152-XZS0-805 |  |  | LIMIT SWITCH - OPEN |  |  | DIR | DCS | Field | [7 empty] | IS | 4503-VZ-DM-T31522012 |  |  |  | 3152-XZS0-805/3900-DSB-001 | [28 empty] | 3900-DSB-001 |  |  |  |  | 21 | 1
| SPARE | [49 empty] | 3900-DSB-001 |  |  |  |  | 21 | 2
| SPARE | [49 empty] | 3900-DSB-001 |  |  |  |  | 21 | 3
| SPARE | [49 empty] | 3900-DSB-001 |  |  |  |  | 21 | 4
| SPARE | [49 empty] | 3900-DSB-001 |  |  |  |  | 22 | 1
| SPARE | [49 empty] | 3900-DSB-001 |  |  |  |  | 22 | 2
| SPARE | [49 empty] | 3900-DSB-001 |  |  |  |  | 22 | 3
| SPARE | [49 empty] | 3900-DSB-001 |  |  |  |  | 22 | 4
| SPARE | [49 empty] | 3900-DSB-001 |  |  |  |  | 23 | 1
| SPARE | [49 empty] | 3900-DSB-001 |  |  |  |  | 23 | 2
| SPARE | [49 empty] | 3900-DSB-001 |  |  |  |  | 23 | 3
| SPARE | [49 empty] | 3900-DSB-001 |  |  |  |  | 23 | 4
| SPARE | [49 empty] | 3900-DSB-001 |  |  |  |  | 24 | 1
| SPARE | [49 empty] | 3900-DSB-001 |  |  |  |  | 24 | 2
| SPARE | [49 empty] | 3900-DSB-001 |  |  |  |  | 24 | 3
| SPARE | [49 empty] | 3900-DSB-001 |  |  |  |  | 24 | 4
| 3152-KY-802 |  | 3152-KD-802 | SOLENOID VALVE |  |  | DOR | DCS | Field | [7 empty] | NIS | 4503-VZ-DM-T31522004 |  |  |  | 3152-KY-802/3900-DSB-002 | [28 empty] | 3900-DSB-002 |  |  |  |  | 1 | 1
| 3152-KY-803 |  | 3152-KD-803 | SOLENOID VALVE |  |  | DOR | DCS | Field | [7 empty] | NIS | 4503-VZ-DM-T31522004 |  |  |  | 3152-KY-803/3900-DSB-002 | [28 empty] | 3900-DSB-002 |  |  |  |  | 1 | 2
| 3152-XYC-801 |  | 3152-XD-801 | SOLENOID VALVE |  |  | DOR | DCS | Field | [7 empty] | NIS | 4503-VZ-DM-T31522004 |  |  |  | 3152-XYC-801/3900-DSB-002 | [28 empty] | 3900-DSB-002 |  |  |  |  | 1 | 3
| 3152-XYO-801 |  | 3152-XD-801 | SOLENOID VALVE |  |  | DOR | DCS | Field | [7 empty] | NIS | 4503-VZ-DM-T31522004 |  |  |  | 3152-XYO-801/3900-DSB-002 | [28 empty] | 3900-DSB-002 |  |  |  |  | 1 | 4
| 3152-XY-802 |  | 3152-XD-802 | SOLENOID VALVE |  |  | DOR | DCS | Field | [7 empty] | NIS | 4503-VZ-DM-T31522002 |  |  |  | 3152-XY-802/3900-DSB-002 | [28 empty] | 3900-DSB-002 |  |  |  |  | 2 | 1
| 3152-XY-803 |  | 3152-XD-803 | SOLENOID VALVE |  |  | DOR | DCS | Field | [7 empty] | NIS | 4503-VZ-DM-T31522009 |  |  |  | 3152-XY-803/3900-DSB-002 | [28 empty] | 3900-DSB-002 |  |  |  |  | 2 | 2
| 3152-XY-804 |  | 3152-XD-804 | SOLENOID VALVE |  |  | DOR | DCS | Field | [7 empty] | NIS | 4503-VZ-DM-T31522004 |  |  |  | 3152-XY-804/3900-DSB-002 | [28 empty] | 3900-DSB-002 |  |  |  |  | 2 | 3
| 3152-XY-856 |  | 3152-XD-856 | SOLENOID VALVE |  |  | DOR | DCS | Field | [7 empty] | NIS | 4503-VZ-DM-T31522008 |  |  |  | 3152-XY-856/3900-DSB-002 | [28 empty] | 3900-DSB-002 |  |  |  |  | 2 | 4
| 3152-XY-857 |  | 3152-XD-857 | SOLENOID VALVE |  |  | DOR | DCS | Field | [7 empty] | NIS | 4503-VZ-DM-T31522013 |  |  |  | 3152-XY-857/3900-DSB-002 | [28 empty] | 3900-DSB-002 |  |  |  |  | 3 | 1
| 3683-TT-602 |  | 3683-TD-602 | TEMPERATURE TRANSM. - HEAD MOUNT |  |  | AIRH | DCS | Field | [7 empty] | NIS | 4503-WZ-DM-T36832701 | 36-SU-8301 |  |  | 8620-DJB-001/3900-DSB-002 | [28 empty] | 3900-DSB-002 |  |  |  |  | 3 | 2
| 3683-PT-403 |  | 3683-PD-403 | PRESSURE TRANSMITTER |  |  | AIRH | DCS | Field | [7 empty] | NIS | 4503-WZ-DM-T36832701 |  |  |  | 8620-DJB-001/3900-DSB-002 | [28 empty] | 3900-DSB-002 |  |  |  |  | 3 | 3
| 3683-LT-310 |  | 3683-LD-310 | LEVEL TRANSM. - RADAR |  |  | AIRH | DCS | Field | [7 empty] | NIS | 4503-WZ-DM-T36832701 | 36-SU-8301 |  |  | 8620-DJB-001/3900-DSB-002 | [28 empty] | 3900-DSB-002 |  |  |  |  | 3 | 4
| 3683-FT-201 |  | 3683-FD-201 | FLOW TRANSMITTER - MAG |  |  | AIRH | DCS | Field |  |  |  |  | 230 VAC |  |  | NIS | 4503-WZ-DM-T36832701 |  |  |  | 8620-DJB-001/3900-DSB-002 | [28 empty] | 3900-DSB-002 |  |  |  |  | 4 | 1
| 3152-XY-805 |  | 3152-XD-805 | SOLENOID VALVE |  |  | DOR | DCS | Field | [7 empty] | NIS | 4503-VZ-DM-T31522012 |  |  |  | 3152-XY-805/3900-DSB-002 | [28 empty] | 3900-DSB-002 |  |  |  |  | 4 | 2
| SPARE | [49 empty] | 3900-DSB-002 |  |  |  |  | 4 | 3
| SPARE | [49 empty] | 3900-DSB-002 |  |  |  |  | 4 | 4
| SPARE | [49 empty] | 3900-DSB-002 |  |  |  |  | 5 | 1
| SPARE | [49 empty] | 3900-DSB-002 |  |  |  |  | 5 | 2
| SPARE | [49 empty] | 3900-DSB-002 |  |  |  |  | 5 | 3
| SPARE | [49 empty] | 3900-DSB-002 |  |  |  |  | 5 | 4
| SPARE | [49 empty] | 3900-DSB-002 |  |  |  |  | 6 | 1
| SPARE | [49 empty] | 3900-DSB-002 |  |  |  |  | 6 | 2
| SPARE | [49 empty] | 3900-DSB-002 |  |  |  |  | 6 | 3
| SPARE | [49 empty] | 3900-DSB-002 |  |  |  |  | 6 | 4
| SPARE | [49 empty] | 3900-DSB-002 |  |  |  |  | 7 | 1
| SPARE | [49 empty] | 3900-DSB-002 |  |  |  |  | 7 | 2
| SPARE | [49 empty] | 3900-DSB-002 |  |  |  |  | 7 | 3
| SPARE | [49 empty] | 3900-DSB-002 |  |  |  |  | 7 | 4
| SPARE | [49 empty] | 3900-DSB-002 |  |  |  |  | 8 | 1
| SPARE | [49 empty] | 3900-DSB-002 |  |  |  |  | 8 | 2
| SPARE | [49 empty] | 3900-DSB-002 |  |  |  |  | 8 | 3
| SPARE | [49 empty] | 3900-DSB-002 |  |  |  |  | 8 | 4
| SPARE | [49 empty] | 3900-DSB-002 |  |  |  |  | 9 | 1
| SPARE | [49 empty] | 3900-DSB-002 |  |  |  |  | 9 | 2
| SPARE | [49 empty] | 3900-DSB-002 |  |  |  |  | 9 | 3
| SPARE | [49 empty] | 3900-DSB-002 |  |  |  |  | 9 | 4
| SPARE | [49 empty] | 3900-DSB-002 |  |  |  |  | 10 | 1
| SPARE | [49 empty] | 3900-DSB-002 |  |  |  |  | 10 | 2
| SPARE | [49 empty] | 3900-DSB-002 |  |  |  |  | 10 | 3
| SPARE | [49 empty] | 3900-DSB-002 |  |  |  |  | 10 | 4
| SPARE | [49 empty] | 3900-DSB-002 |  |  |  |  | 11 | 1
| SPARE | [49 empty] | 3900-DSB-002 |  |  |  |  | 11 | 2
| SPARE | [49 empty] | 3900-DSB-002 |  |  |  |  | 11 | 3
| SPARE | [49 empty] | 3900-DSB-002 |  |  |  |  | 11 | 4
| SPARE | [49 empty] | 3900-DSB-002 |  |  |  |  | 12 | 1
| SPARE | [49 empty] | 3900-DSB-002 |  |  |  |  | 12 | 2
| SPARE | [49 empty] | 3900-DSB-002 |  |  |  |  | 12 | 3
| SPARE | [49 empty] | 3900-DSB-002 |  |  |  |  | 12 | 4
| SPARE | [49 empty] | 3900-DSB-002 |  |  |  |  | 13 | 1
| SPARE | [49 empty] | 3900-DSB-002 |  |  |  |  | 13 | 2
| SPARE | [49 empty] | 3900-DSB-002 |  |  |  |  | 13 | 3
| SPARE | [49 empty] | 3900-DSB-002 |  |  |  |  | 13 | 4
| SPARE | [49 empty] | 3900-DSB-002 |  |  |  |  | 14 | 1
| SPARE | [49 empty] | 3900-DSB-002 |  |  |  |  | 14 | 2
| SPARE | [49 empty] | 3900-DSB-002 |  |  |  |  | 14 | 3
| SPARE | [49 empty] | 3900-DSB-002 |  |  |  |  | 14 | 4
| SPARE | [49 empty] | 3900-DSB-002 |  |  |  |  | 15 | 1
| SPARE | [49 empty] | 3900-DSB-002 |  |  |  |  | 15 | 2
| SPARE | [49 empty] | 3900-DSB-002 |  |  |  |  | 15 | 3
| SPARE | [49 empty] | 3900-DSB-002 |  |  |  |  | 15 | 4
| SPARE | [49 empty] | 3900-DSB-002 |  |  |  |  | 16 | 1
| SPARE | [49 empty] | 3900-DSB-002 |  |  |  |  | 16 | 2
| SPARE | [49 empty] | 3900-DSB-002 |  |  |  |  | 16 | 3
| SPARE | [49 empty] | 3900-DSB-002 |  |  |  |  | 16 | 4
| SPARE | [49 empty] | 3900-DSB-002 |  |  |  |  | 17 | 1
| SPARE | [49 empty] | 3900-DSB-002 |  |  |  |  | 17 | 2
| SPARE | [49 empty] | 3900-DSB-002 |  |  |  |  | 17 | 3
| SPARE | [49 empty] | 3900-DSB-002 |  |  |  |  | 17 | 4
| SPARE | [49 empty] | 3900-DSB-002 |  |  |  |  | 18 | 1
| SPARE | [49 empty] | 3900-DSB-002 |  |  |  |  | 18 | 2
| SPARE | [49 empty] | 3900-DSB-002 |  |  |  |  | 18 | 3
| SPARE | [49 empty] | 3900-DSB-002 |  |  |  |  | 18 | 4
| SPARE | [49 empty] | 3900-DSB-002 |  |  |  |  | 19 | 1
| SPARE | [49 empty] | 3900-DSB-002 |  |  |  |  | 19 | 2
| SPARE | [49 empty] | 3900-DSB-002 |  |  |  |  | 19 | 3
| SPARE | [49 empty] | 3900-DSB-002 |  |  |  |  | 19 | 4
| SPARE | [49 empty] | 3900-DSB-002 |  |  |  |  | 20 | 1
| SPARE | [49 empty] | 3900-DSB-002 |  |  |  |  | 20 | 2
| SPARE | [49 empty] | 3900-DSB-002 |  |  |  |  | 20 | 3
| SPARE | [49 empty] | 3900-DSB-002 |  |  |  |  | 20 | 4
| SPARE | [49 empty] | 3900-DSB-002 |  |  |  |  | 21 | 1
| SPARE | [49 empty] | 3900-DSB-002 |  |  |  |  | 21 | 2
| SPARE | [49 empty] | 3900-DSB-002 |  |  |  |  | 21 | 3
| SPARE | [49 empty] | 3900-DSB-002 |  |  |  |  | 21 | 4
| SPARE | [49 empty] | 3900-DSB-002 |  |  |  |  | 22 | 1
| SPARE | [49 empty] | 3900-DSB-002 |  |  |  |  | 22 | 2
| SPARE | [49 empty] | 3900-DSB-002 |  |  |  |  | 22 | 3
| SPARE | [49 empty] | 3900-DSB-002 |  |  |  |  | 22 | 4
| SPARE | [49 empty] | 3900-DSB-002 |  |  |  |  | 23 | 1
| SPARE | [49 empty] | 3900-DSB-002 |  |  |  |  | 23 | 2
| SPARE | [49 empty] | 3900-DSB-002 |  |  |  |  | 23 | 3
| SPARE | [49 empty] | 3900-DSB-002 |  |  |  |  | 23 | 4
| SPARE | [49 empty] | 3900-DSB-002 |  |  |  |  | 24 | 1
| SPARE | [49 empty] | 3900-DSB-002 |  |  |  |  | 24 | 2
| SPARE | [49 empty] | 3900-DSB-002 |  |  |  |  | 24 | 3
| SPARE | [49 empty] | 3900-DSB-002 |  |  |  |  | 24 | 4
| 3141-KZSC-845A |  | 3141-KD-845A | LIMIT SWITCH - CLOSE |  |  | DIR | DCS | Field | [7 empty] | IS | 4503-VZ-DM-T31412005 |  |  | PDS-G1 | 3141-KZSC-845A/3900-DSB-003 | [28 empty] | 3900-DSB-003 |  |  |  |  | 1 | 1
| 3141-KZSO-845A |  | 3141-KD-845A | LIMIT SWITCH - OPEN |  |  | DIR | DCS | Field | [7 empty] | IS | 4503-VZ-DM-T31412005 |  |  | PDS-G1 | 3141-KZSO-845A/3900-DSB-003 | [28 empty] | 3900-DSB-003 |  |  |  |  | 1 | 2
| 3141-KZSC-845B |  | 3141-KD-845B | LIMIT SWITCH - CLOSE |  |  | DIR | DCS | Field | [7 empty] | IS | 4503-VZ-DM-T31412005 |  |  | PDS-G1 | 3141-KZSC-845B/3900-DSB-003 | [28 empty] | 3900-DSB-003 |  |  |  |  | 1 | 3
| 3141-KZSO-845B |  | 3141-KD-845B | LIMIT SWITCH - OPEN |  |  | DIR | DCS | Field | [7 empty] | IS | 4503-VZ-DM-T31412005 |  |  | PDS-G1 | 3141-KZSO-845B/3900-DSB-003 | [28 empty] | 3900-DSB-003 |  |  |  |  | 1 | 4
| 3141-KZSC-845C |  | 3141-KD-845C | LIMIT SWITCH - CLOSE |  |  | DIR | DCS | Field | [7 empty] | IS | 4503-VZ-DM-T31412005 |  |  | PDS-G1 | 3141-KZSC-845C/3900-DSB-003 | [28 empty] | 3900-DSB-003 |  |  |  |  | 2 | 1
| 3141-KZSO-845C |  | 3141-KD-845C | LIMIT SWITCH - OPEN |  |  | DIR | DCS | Field | [7 empty] | IS | 4503-VZ-DM-T31412005 |  |  | PDS-G1 | 3141-KZSO-845C/3900-DSB-003 | [28 empty] | 3900-DSB-003 |  |  |  |  | 2 | 2
| 3141-KZSC-845E |  | 3141-KD-845E | LIMIT SWITCH - CLOSE |  |  | DIR | DCS | Field | [7 empty] | IS | 4503-VZ-DM-T31412005 |  |  | PDS-G1 | 3141-KZSC-845E/3900-DSB-003 | [28 empty] | 3900-DSB-003 |  |  |  |  | 2 | 3
| 3141-KZSO-845E |  | 3141-KD-845E | LIMIT SWITCH - OPEN |  |  | DIR | DCS | Field | [7 empty] | IS | 4503-VZ-DM-T31412005 |  |  | PDS-G1 | 3141-KZSO-845E/3900-DSB-003 | [28 empty] | 3900-DSB-003 |  |  |  |  | 2 | 4
| 3141-KZSC-845G |  | 3141-KD-845G | LIMIT SWITCH - CLOSE |  |  | DIR | DCS | Field | [7 empty] | IS | 4503-VZ-DM-T31412005 |  |  | PDS-G1 | 3141-KZSC-845G/3900-DSB-003 | [28 empty] | 3900-DSB-003 |  |  |  |  | 3 | 1
| 3141-KZSO-845G |  | 3141-KD-845G | LIMIT SWITCH - OPEN |  |  | DIR | DCS | Field | [7 empty] | IS | 4503-VZ-DM-T31412005 |  |  | PDS-G1 | 3141-KZSO-845G/3900-DSB-003 | [28 empty] | 3900-DSB-003 |  |  |  |  | 3 | 2
| 3141-KZSO-845H |  | 3141-KD-845H | LIMIT SWITCH - OPEN |  |  | DIR | DCS | Field | [7 empty] | IS | 4503-VZ-DM-T31412005 |  |  | PDS-G1 | 3141-KZSO-845H/3900-DSB-003 | [28 empty] | 3900-DSB-003 |  |  |  |  | 3 | 3
| 3141-KZSC-845H |  | 3141-KD-845H | LIMIT SWITCH - CLOSE |  |  | DIR | DCS | Field | [7 empty] | IS | 4503-VZ-DM-T31412005 |  |  | PDS-G1 | 3141-KZSC-845H/3900-DSB-003 | [28 empty] | 3900-DSB-003 |  |  |  |  | 3 | 4
| 3141-KZSO-846A |  | 3141-KD-846A | LIMIT SWITCH - OPEN |  |  | DIR | DCS | Field | [7 empty] | IS | 4503-VZ-DM-T31412007 |  |  | PDS-G4 | 3141-KZSO-846A/3900-DSB-003 | [28 empty] | 3900-DSB-003 |  |  |  |  | 4 | 1
| 3141-KZSC-846A |  | 3141-KD-846A | LIMIT SWITCH - CLOSE |  |  | DIR | DCS | Field | [7 empty] | IS | 4503-VZ-DM-T31412007 |  |  | PDS-G4 | 3141-KZSC-846A/3900-DSB-003 | [28 empty] | 3900-DSB-003 |  |  |  |  | 4 | 2
| 3141-KZSO-846B |  | 3141-KD-846B | LIMIT SWITCH - OPEN |  |  | DIR | DCS | Field | [7 empty] | IS | 4503-VZ-DM-T31412007 |  |  | PDS-G4 | 3141-KZSO-846B/3900-DSB-003 | [28 empty] | 3900-DSB-003 |  |  |  |  | 4 | 3
| 3141-KZSC-846B |  | 3141-KD-846B | LIMIT SWITCH - CLOSE |  |  | DIR | DCS | Field | [7 empty] | IS | 4503-VZ-DM-T31412007 |  |  | PDS-G4 | 3141-KZSC-846B/3900-DSB-003 | [28 empty] | 3900-DSB-003 |  |  |  |  | 4 | 4
| 3141-KZSO-846C |  | 3141-KD-846C | LIMIT SWITCH - OPEN |  |  | DIR | DCS | Field | [7 empty] | IS | 4503-VZ-DM-T31412007 |  |  | PDS-G4 | 3141-KZSO-846C/3900-DSB-003 | [28 empty] | 3900-DSB-003 |  |  |  |  | 5 | 1
| 3141-KZSC-846C |  | 3141-KD-846C | LIMIT SWITCH - CLOSE |  |  | DIR | DCS | Field | [7 empty] | IS | 4503-VZ-DM-T31412007 |  |  | PDS-G4 | 3141-KZSC-846C/3900-DSB-003 | [28 empty] | 3900-DSB-003 |  |  |  |  | 5 | 2
| 3141-KZSO-846E |  | 3141-KD-846E | LIMIT SWITCH - OPEN |  |  | DIR | DCS | Field | [7 empty] | IS | 4503-VZ-DM-T31412007 |  |  | PDS-G4 | 3141-KZSO-846E/3900-DSB-003 | [28 empty] | 3900-DSB-003 |  |  |  |  | 5 | 3
| 3141-KZSC-846E |  | 3141-KD-846E | LIMIT SWITCH - CLOSE |  |  | DIR | DCS | Field | [7 empty] | IS | 4503-VZ-DM-T31412007 |  |  | PDS-G4 | 3141-KZSC-846E/3900-DSB-003 | [28 empty] | 3900-DSB-003 |  |  |  |  | 5 | 4
| 3141-KZSC-846G |  | 3141-KD-846G | LIMIT SWITCH - CLOSE |  |  | DIR | DCS | Field | [7 empty] | IS | 4503-VZ-DM-T31412007 |  |  | PDS-G4 | 3141-KZSC-846G/3900-DSB-003 | [28 empty] | 3900-DSB-003 |  |  |  |  | 6 | 1
| 3141-KZSO-846G |  | 3141-KD-846G | LIMIT SWITCH - OPEN |  |  | DIR | DCS | Field | [7 empty] | IS | 4503-VZ-DM-T31412007 |  |  | PDS-G4 | 3141-KZSO-846G/3900-DSB-003 | [28 empty] | 3900-DSB-003 |  |  |  |  | 6 | 2
| 3141-KZSC-846H |  | 3141-KD-846H | LIMIT SWITCH - CLOSE |  |  | DIR | DCS | Field | [7 empty] | IS | 4503-VZ-DM-T31412007 |  |  | PDS-G4 | 3141-KZSC-846H/3900-DSB-003 | [28 empty] | 3900-DSB-003 |  |  |  |  | 6 | 3
| 3141-KZSO-846H |  | 3141-KD-846H | LIMIT SWITCH - OPEN |  |  | DIR | DCS | Field | [7 empty] | IS | 4503-VZ-DM-T31412007 |  |  | PDS-G4 | 3141-KZSO-846H/3900-DSB-003 | [28 empty] | 3900-DSB-003 |  |  |  |  | 6 | 4
| 3141-PT-405 |  | 3141-PD-405 | PRESSURE TRANSM. - DIAPH. WITH CAPILLARY |  |  | AIRH | DCS | Field | [7 empty] | IS | 4503-VZ-DM-T31412005 | 31-SP-4107 |  | PDS-G1 | 3141-PT-405/3900-DSB-003 | [28 empty] | 3900-DSB-003 |  |  |  |  | 7 | 1
| 3141-TT-601 |  | 3141-TD-601 | TEMPERATURE TRANSM. - HEAD MOUNT |  |  | AIRH | DCS | Field | [7 empty] | IS | 4503-VZ-DM-T31412005 |  |  | PDS-G1 | 3141-TT-601/3900-DSB-003 | [28 empty] | 3900-DSB-003 |  |  |  |  | 7 | 2
| 3141-TY-601 |  | 3141-TD-601 | E/P POSITIONER |  |  | AORH | DCS | Field | [7 empty] | IS | 4503-VZ-DM-T31412005 |  |  | PDS-G1 | 3141-TY-601/3900-DSB-003 | [28 empty] | 3900-DSB-003 |  |  |  |  | 7 | 3
| 3150-TY-601 |  | 3150-TD-601 | E/P POSITIONER |  |  | AORH | DCS | Field | [7 empty] | IS | 4503-VZ-DM-T31502001 |  |  |  | 3150-TY-601/3900-DSB-003 | [28 empty] | 3900-DSB-003 |  |  |  |  | 7 | 4
| 3141-PT-500 |  | 3141-PD-500 | PRESSURE TRANSM. - DIAPH. WITH CAPILLARY |  |  | AIRH | DCS | Field | [7 empty] | IS | 4503-VZ-DM-T31412007 | 31-SP-4111 |  | PDS-G4 | 3141-PT-500/3900-DSB-003 | [28 empty] | 3900-DSB-003 |  |  |  |  | 8 | 1
| 3150-TT-601 |  | 3150-TD-601 | TEMPERATURE TRANSM. - HEAD MOUNT |  |  | AIRH | DCS | Field | [7 empty] | IS | 4503-VZ-DM-T31502001 |  |  |  | 3150-TT-601/3900-DSB-003 | [28 empty] | 3900-DSB-003 |  |  |  |  | 8 | 2
| 3144-FT-224 |  | 3144-FD-224 | FLOW TRANSMITTER - CORIOLIS |  |  | AIRH | DCS | Field |  |  |  |  | 230 VAC |  |  | IS | 4503-VZ-DM-T31442010 |  |  |  | 3144-FT-224/3900-DSB-003 | [28 empty] | 3900-DSB-003 |  |  |  |  | 8 | 3
| 3144-FT-225 |  | 3144-FD-225 | FLOW TRANSMITTER - CORIOLIS |  |  | AIRH | DCS | Field |  |  |  |  | 230 VAC |  |  | IS | 4503-VZ-DM-T31442010 |  |  |  | 3144-FT-225/3900-DSB-003 | [28 empty] | 3900-DSB-003 |  |  |  |  | 8 | 4
| 3144-FT-227 |  | 3144-FD-227 | FLOW TRANSMITTER - CORIOLIS |  |  | AIRH | DCS | Field |  |  |  |  | 230 VAC |  |  | IS | 4503-VZ-DM-T31442010 |  |  |  | 3144-FT-227/3900-DSB-003 | [28 empty] | 3900-DSB-003 |  |  |  |  | 9 | 1
| 3144-FT-228 |  | 3144-FD-228 | FLOW TRANSMITTER - CORIOLIS |  |  | AIRH | DCS | Field |  |  |  |  | 230 VAC |  |  | IS | 4503-VZ-DM-T31442010 |  |  |  | 3144-FT-228/3900-DSB-003 | [28 empty] | 3900-DSB-003 |  |  |  |  | 9 | 2
| 3144-FY-228 |  | 3144-FD-228 | E/P POSITIONER |  |  | AORH | DCS | Field | [7 empty] | IS | 4503-VZ-DM-T31442010 |  |  |  | 3144-FY-228/3900-DSB-003 | [28 empty] | 3900-DSB-003 |  |  |  |  | 9 | 3
| 3150-FT-201 |  | 3150-FD-201 | FLOW TRANSMITTER - VORTEX |  |  | AIRH | DCS | Field | [7 empty] | IS | 4503-VZ-DM-T31502002 |  |  |  | 3150-FT-201/3900-DSB-003 | [28 empty] | 3900-DSB-003 |  |  |  |  | 9 | 4
| 3150-FT-202 |  | 3150-FD-202 | FLOW TRANSMITTER - CORIOLIS |  |  | AIRH | DCS | Field | [7 empty] | IS | 4503-VZ-DM-T31502001 |  |  |  | 3150-FT-202/3900-DSB-003 | [28 empty] | 3900-DSB-003 |  |  |  |  | 10 | 1
| 3150-FY-202 |  | 3150-FD-202 | E/P POSITIONER |  |  | AORH | DCS | Field | [7 empty] | IS | 4503-VZ-DM-T31502001 |  |  |  | 3150-FY-202/3900-DSB-003 | [28 empty] | 3900-DSB-003 |  |  |  |  | 10 | 2
| 3150-FT-203 |  | 3150-FD-203 | FLOW TRANSMITTER - VORTEX |  |  | AIRH | DCS | Field | [7 empty] | IS | 4503-VZ-DM-T31502001 |  |  |  | 3150-FT-203/3900-DSB-003 | [28 empty] | 3900-DSB-003 |  |  |  |  | 10 | 3
| 3150-FT-214 |  | 3150-FD-214 | FLOW TRANSMITTER - VORTEX |  |  | AIRH | DCS | Field | [7 empty] | IS | 4503-VZ-DM-T31502004 |  |  |  | 3150-FT-214/3900-DSB-003 | [28 empty] | 3900-DSB-003 |  |  |  |  | 10 | 4
| 3150-FY-216 |  | 3150-FD-216 | E/P POSITIONER |  |  | AORH | DCS | Field | [7 empty] | IS | 4503-VZ-DM-T31502004 |  |  |  | 3150-FY-216/3900-DSB-003 | [28 empty] | 3900-DSB-003 |  |  |  |  | 11 | 1
| 3150-FT-221 |  | 3150-FD-221 | FLOW TRANSMITTER - VORTEX |  |  | AIRH | DCS | Field | [7 empty] | IS | 4503-VZ-DM-T31502001 |  |  |  | 3150-FT-221/3900-DSB-003 | [28 empty] | 3900-DSB-003 |  |  |  |  | 11 | 2
| 3150-FY-221 |  | 3150-FD-221 | E/P POSITIONER |  |  | AORH | DCS | Field | [7 empty] | IS | 4503-VZ-DM-T31502002 |  |  |  | 3150-FY-221/3900-DSB-003 | [28 empty] | 3900-DSB-003 |  |  |  |  | 11 | 3
| 3150-KZSC-804 |  | 3150-KD-804 | LIMIT SWITCH - CLOSE |  |  | DIR | DCS | Field | [7 empty] | IS | 4503-VZ-DM-T31502004 |  |  |  | 3150-KZSC-804/3900-DSB-003 | [28 empty] | 3900-DSB-003 |  |  |  |  | 11 | 4
| 3150-KZSO-804 |  | 3150-KD-804 | LIMIT SWITCH - OPEN |  |  | DIR | DCS | Field | [7 empty] | IS | 4503-VZ-DM-T31502004 |  |  |  | 3150-KZSO-804/3900-DSB-003 | [28 empty] | 3900-DSB-003 |  |  |  |  | 12 | 1
| 3150-KZSC-805 |  | 3150-KD-805 | LIMIT SWITCH - CLOSE |  |  | DIR | DCS | Field | [7 empty] | IS | 4503-VZ-DM-T31502004 |  |  |  | 3150-KZSC-805/3900-DSB-003 | [28 empty] | 3900-DSB-003 |  |  |  |  | 12 | 2
| 3150-KZSO-805 |  | 3150-KD-805 | LIMIT SWITCH - OPEN |  |  | DIR | DCS | Field | [7 empty] | IS | 4503-VZ-DM-T31502004 |  |  |  | 3150-KZSO-805/3900-DSB-003 | [28 empty] | 3900-DSB-003 |  |  |  |  | 12 | 3
| 3150-KZSC-806 |  | 3150-KD-806 | LIMIT SWITCH - CLOSE |  |  | DIR | DCS | Field | [7 empty] | IS | 4503-VZ-DM-T31502002 |  |  |  | 3150-KZSC-806/3900-DSB-003 | [28 empty] | 3900-DSB-003 |  |  |  |  | 12 | 4
| 3150-KZSO-806 |  | 3150-KD-806 | LIMIT SWITCH - OPEN |  |  | DIR | DCS | Field | [7 empty] | IS | 4503-VZ-DM-T31502002 |  |  |  | 3150-KZSO-806/3900-DSB-003 | [28 empty] | 3900-DSB-003 |  |  |  |  | 13 | 1
| 3150-KZSC-807 |  | 3150-KD-807 | LIMIT SWITCH - CLOSE |  |  | DIR | DCS | Field | [7 empty] | IS | 4503-VZ-DM-T31502002 |  |  |  | 3150-KZSC-807/3900-DSB-003 | [28 empty] | 3900-DSB-003 |  |  |  |  | 13 | 2
| 3150-KZSO-807 |  | 3150-KD-807 | LIMIT SWITCH - OPEN |  |  | DIR | DCS | Field | [7 empty] | IS | 4503-VZ-DM-T31502002 |  |  |  | 3150-KZSO-807/3900-DSB-003 | [28 empty] | 3900-DSB-003 |  |  |  |  | 13 | 3
| 3150-KZSC-809 |  | 3150-KD-809 | LIMIT SWITCH - CLOSE |  |  | DIR | DCS | Field | [7 empty] | IS | 4503-VZ-DM-T31502004 |  |  |  | 3150-KZSC-809/3900-DSB-003 | [28 empty] | 3900-DSB-003 |  |  |  |  | 13 | 4
| 3150-KZSO-809 |  | 3150-KD-809 | LIMIT SWITCH - OPEN |  |  | DIR | DCS | Field | [7 empty] | IS | 4503-VZ-DM-T31502004 |  |  |  | 3150-KZSO-809/3900-DSB-003 | [28 empty] | 3900-DSB-003 |  |  |  |  | 14 | 1
| 3150-KZSC-810 |  | 3150-KD-810 | LIMIT SWITCH - CLOSE |  |  | DIR | DCS | Field | [7 empty] | IS | 4503-VZ-DM-T31502004 |  |  |  | 3150-KZSC-810/3900-DSB-003 | [28 empty] | 3900-DSB-003 |  |  |  |  | 14 | 2
| 3150-KZSO-810 |  | 3150-KD-810 | LIMIT SWITCH - OPEN |  |  | DIR | DCS | Field | [7 empty] | IS | 4503-VZ-DM-T31502004 |  |  |  | 3150-KZSO-810/3900-DSB-003 | [28 empty] | 3900-DSB-003 |  |  |  |  | 14 | 3
| 3150-KZSC-812 |  | 3150-KD-812 | LIMIT SWITCH - CLOSE |  |  | DIR | DCS | Field | [7 empty] | IS | 4503-VZ-DM-T31502004 |  |  |  | 3150-KZSC-812/3900-DSB-003 | [28 empty] | 3900-DSB-003 |  |  |  |  | 14 | 4
| 3150-KZSO-812 |  | 3150-KD-812 | LIMIT SWITCH - OPEN |  |  | DIR | DCS | Field | [7 empty] | IS | 4503-VZ-DM-T31502004 |  |  |  | 3150-KZSO-812/3900-DSB-003 | [28 empty] | 3900-DSB-003 |  |  |  |  | 15 | 1
| 3150-LSH-302 |  | 3150-LD-302 | LEVEL SWITCH - TUNNING FORK |  |  | DIR | DCS | Field | [7 empty] | IS | 4503-VZ-DM-T31502002 | 31-V-5009 |  |  | 3150-LSH-302/3900-DSB-003 | [28 empty] | 3900-DSB-003 |  |  |  |  | 15 | 2
| 3150-LS-305 |  | 3150-LD-305 | LEVEL SWITCH - TUNNING FORK |  |  | DIR | DCS | Field | [7 empty] | IS | 4503-VZ-DM-T31502004 |  |  |  | 3150-LS-305/3900-DSB-003 | [28 empty] | 3900-DSB-003 |  |  |  |  | 15 | 3
| 3150-LSH-308 |  | 3150-LD-308 | LEVEL SWITCH - TUNNING FORK |  |  | DIR | DCS | Field | [7 empty] | IS | 4503-VZ-DM-T31502002 | 31-V-5009 |  |  | 3150-LSH-308/3900-DSB-003 | [28 empty] | 3900-DSB-003 |  |  |  |  | 15 | 4
| 3150-PT-401 |  | 3150-PD-401 | PRESSURE TRANSMITTER |  |  | AIRH | DCS | Field | [7 empty] | IS | 4503-VZ-DM-T31502003 | 31-F-5010 |  |  | 3150-PT-401/3900-DSB-003 | [28 empty] | 3900-DSB-003 |  |  |  |  | 16 | 1
| 3150-PT-404 |  | 3150-PD-404 | PRESSURE TRANSMITTER |  |  | AIRH | DCS | Field | [7 empty] | IS | 4503-VZ-DM-T31502003 | 31-F-5010 |  |  | 3150-PT-404/3900-DSB-003 | [28 empty] | 3900-DSB-003 |  |  |  |  | 16 | 2
| 3150-PY-404 |  | 3150-PD-404 | E/P POSITIONER |  |  | AORH | DCS | Field | [7 empty] | IS | 4503-VZ-DM-T31502003 |  |  |  | 3150-PY-404/3900-DSB-003 | [28 empty] | 3900-DSB-003 |  |  |  |  | 16 | 3
| 3150-PDT-405 |  | 3150-PD-405 | PRESSURE DIFFERENTIAL TRANSMITTER |  |  | AIRH | DCS | Field | [7 empty] | IS | 4503-VZ-DM-T31502003 | 31-F-5010 |  |  | 3150-PDT-405/3900-DSB-003 | [28 empty] | 3900-DSB-003 |  |  |  |  | 16 | 4
| 3150-PIT-406 |  | 3150-PD-406 | PRESSURE IND. TRANSMITTER |  |  | AIRH | DCS | Field | [7 empty] | IS | 4503-VZ-DM-T31502003 |  |  |  | 3150-PIT-406/3900-DSB-003 | [28 empty] | 3900-DSB-003 |  |  |  |  | 17 | 1
| 3150-PDT-408 |  | 3150-PD-408 | PRESSURE DIFFERENTIAL TRANSMITTER |  |  | AIRH | DCS | Field | [7 empty] | IS | 4503-VZ-DM-T31502004 | 31-F-5019 |  |  | 3150-PDT-408/3900-DSB-003 | [28 empty] | 3900-DSB-003 |  |  |  |  | 17 | 2
| 3150-ST-925 |  | 3150-SD-925 | SPEED TRANSMITTER |  |  | AIRH | DCS | Field |  |  |  |  | 230 VAC |  |  | IS | 4503-VZ-DM-T31502002 | 31-RF-5011 |  |  | 3150-ST-925/3900-DSB-003 | [28 empty] | 3900-DSB-003 |  |  |  |  | 17 | 3
| 3150-XZSC-802 |  | 3150-XD-802 | LIMIT SWITCH - CLOSE |  |  | DIR | DCS | Field | [7 empty] | IS | 4503-VZ-DM-T31502002 |  |  |  | 3150-XZSC-802/3900-DSB-003 | [28 empty] | 3900-DSB-003 |  |  |  |  | 17 | 4
| 3150-XZSO-802 |  | 3150-XD-802 | LIMIT SWITCH - OPEN |  |  | DIR | DCS | Field | [7 empty] | IS | 4503-VZ-DM-T31502002 |  |  |  | 3150-XZSO-802/3900-DSB-003 | [28 empty] | 3900-DSB-003 |  |  |  |  | 18 | 1
| 3150-XZSC-803 |  | 3150-XZ-803 | LIMIT SWITCH - CLOSE |  |  | DIR | DCS | Field | [7 empty] | IS | 4503-VZ-DM-T31502002 |  |  |  | 3150-XZSC-803/3900-DSB-003 | [28 empty] | 3900-DSB-003 |  |  |  |  | 18 | 2
| 3150-XZSO-803 |  | 3150-XZ-803 | LIMIT SWITCH - OPEN |  |  | DIR | DCS | Field | [7 empty] | IS | 4503-VZ-DM-T31502002 |  |  |  | 3150-XZSO-803/3900-DSB-003 | [28 empty] | 3900-DSB-003 |  |  |  |  | 18 | 3
| 3150-XZSC-830 |  | 3150-XZ-830 | LIMIT SWITCH - CLOSE |  |  | DIR | DCS | Field | [7 empty] | IS | 4503-VZ-DM-T31502004 |  |  |  | 3150-XZSC-830/3900-DSB-003 | [28 empty] | 3900-DSB-003 |  |  |  |  | 18 | 4
| 3150-XZSO-830 |  | 3150-XZ-830 | LIMIT SWITCH - OPEN |  |  | DIR | DCS | Field | [7 empty] | IS | 4503-VZ-DM-T31502004 |  |  |  | 3150-XZSO-830/3900-DSB-003 | [28 empty] | 3900-DSB-003 |  |  |  |  | 19 | 1
| 3150-XZSC-831 |  | 3150-XZ-831 | LIMIT SWITCH - CLOSE |  |  | DIR | DCS | Field | [7 empty] | IS | 4503-VZ-DM-T31502004 |  |  |  | 3150-XZSC-831/3900-DSB-003 | [28 empty] | 3900-DSB-003 |  |  |  |  | 19 | 2
| 3150-XZSO-831 |  | 3150-XZ-831 | LIMIT SWITCH - OPEN |  |  | DIR | DCS | Field | [7 empty] | IS | 4503-VZ-DM-T31502004 |  |  |  | 3150-XZSO-831/3900-DSB-003 | [28 empty] | 3900-DSB-003 |  |  |  |  | 19 | 3
| 3150-XZSC-832 |  | 3150-XZ-832 | LIMIT SWITCH - CLOSE |  |  | DIR | DCS | Field | [7 empty] | IS | 4503-VZ-DM-T31502004 |  |  |  | 3150-XZSC-832/3900-DSB-003 | [28 empty] | 3900-DSB-003 |  |  |  |  | 19 | 4
| 3150-XZSO-832 |  | 3150-XZ-832 | LIMIT SWITCH - OPEN |  |  | DIR | DCS | Field | [7 empty] | IS | 4503-VZ-DM-T31502004 |  |  |  | 3150-XZSO-832/3900-DSB-003 | [28 empty] | 3900-DSB-003 |  |  |  |  | 20 | 1
| 3150-ZSC-922 |  | 3150-ZD-922 | LIMIT SWITCH CLOSED |  |  | DIR | DCS | Field | [7 empty] | IS | 4503-VZ-DM-T31502002 |  |  |  | 3150-ZSC-922/3900-DSB-003 | [28 empty] | 3900-DSB-003 |  |  |  |  | 20 | 2
| 3150-ZSC-923 |  | 3150-ZD-923 | LIMIT SWITCH CLOSED |  |  | DIR | DCS | Field | [7 empty] | IS | 4503-VZ-DM-T31502002 |  |  |  | 3150-ZSC-923/3900-DSB-003 | [28 empty] | 3900-DSB-003 |  |  |  |  | 20 | 3
| 3150-ZSC-924 |  | 3150-ZD-924 | LIMIT SWITCH CLOSED |  |  | DIR | DCS | Field | [7 empty] | IS | 4503-VZ-DM-T31502002 |  |  |  | 3150-ZSC-924/3900-DSB-003 | [28 empty] | 3900-DSB-003 |  |  |  |  | 20 | 4
| 3152-PDT-411 |  | 3152-PD-411 | PRESSURE TRANSM. - DIFF. DIAPH. WITH CAP |  |  | AIRH | DCS | Field | [7 empty] | IS | 4503-VZ-DM-T31522001 |  |  |  | 3152-PDT-411/3900-DSB-003 | [28 empty] | 3900-DSB-003 |  |  |  |  | 21 | 1
| SPARE | [49 empty] | 3900-DSB-003 |  |  |  |  | 21 | 2
| SPARE | [49 empty] | 3900-DSB-003 |  |  |  |  | 21 | 3
| SPARE | [49 empty] | 3900-DSB-003 |  |  |  |  | 21 | 4
| SPARE | [49 empty] | 3900-DSB-003 |  |  |  |  | 22 | 1
| SPARE | [49 empty] | 3900-DSB-003 |  |  |  |  | 22 | 2
| SPARE | [49 empty] | 3900-DSB-003 |  |  |  |  | 22 | 3
| SPARE | [49 empty] | 3900-DSB-003 |  |  |  |  | 22 | 4
| SPARE | [49 empty] | 3900-DSB-003 |  |  |  |  | 23 | 1
| SPARE | [49 empty] | 3900-DSB-003 |  |  |  |  | 23 | 2
| SPARE | [49 empty] | 3900-DSB-003 |  |  |  |  | 23 | 3
| SPARE | [49 empty] | 3900-DSB-003 |  |  |  |  | 23 | 4
| SPARE | [49 empty] | 3900-DSB-003 |  |  |  |  | 24 | 1
| SPARE | [49 empty] | 3900-DSB-003 |  |  |  |  | 24 | 2
| SPARE | [49 empty] | 3900-DSB-003 |  |  |  |  | 24 | 3
| SPARE | [49 empty] | 3900-DSB-003 |  |  |  |  | 24 | 4
| 3141-AT-023 |  | 3141-AD-023 | ANALYZER - HC (IR TYPE) |  |  | AIRH | DCS | Field |  |  |  |  | 24 VDC |  |  | NIS | 4503-VZ-DM-T31412005 |  |  | PDS-G1 | 3141-AT-023/3900-DSB-004 | [28 empty] | 3900-DSB-004 |  |  |  |  | 1 | 1
| 3141-AT-024 |  | 3141-AD-024 | ANALYZER - HC (IR TYPE) |  |  | AIRH | DCS | Field |  |  |  |  | 24 VDC |  |  | NIS | 4503-VZ-DM-T31412005 |  |  | PDS-G1 | 3141-AT-024/3900-DSB-004 | [28 empty] | 3900-DSB-004 |  |  |  |  | 1 | 2
| 3141-AT-025 |  | 3141-AD-025 | ANALYZER - HC (IR TYPE) |  |  | AIRH | DCS | Field |  |  |  |  | 24 VDC |  |  | NIS | 4503-VZ-DM-T31412005 |  |  | PDS-G1 | 3141-AT-025/3900-DSB-004 | [28 empty] | 3900-DSB-004 |  |  |  |  | 1 | 3
| 3141-KY-845A |  | 3141-KD-845A | SOLENOID VALVE |  |  | DOR | DCS | Field | [7 empty] | NIS | 4503-VZ-DM-T31412005 |  |  | PDS-G1 | 3141-KY-845A/3900-DSB-004 | [28 empty] | 3900-DSB-004 |  |  |  |  | 1 | 4
| 3141-AT-026 |  | 3141-AD-026 | ANALYZER - HC (IR TYPE) |  |  | AIRH | DCS | Field |  |  |  |  | 24 VDC |  |  | NIS | 4503-VZ-DM-T31412007 |  |  | PDS-G4 | 3141-AT-026/3900-DSB-004 | [28 empty] | 3900-DSB-004 |  |  |  |  | 2 | 1
| 3141-KY-846A |  | 3141-KD-846A | SOLENOID VALVE |  |  | DOR | DCS | Field | [7 empty] | NIS | 4503-VZ-DM-T31412007 |  |  | PDS-G4 | 3141-KY-846A/3900-DSB-004 | [28 empty] | 3900-DSB-004 |  |  |  |  | 2 | 2
| 3141-KY-846B |  | 3141-KD-846B | SOLENOID VALVE |  |  | DOR | DCS | Field | [7 empty] | NIS | 4503-VZ-DM-T31412007 |  |  | PDS-G4 | 3141-KY-846B/3900-DSB-004 | [28 empty] | 3900-DSB-004 |  |  |  |  | 2 | 3
| 3141-KY-846C |  | 3141-KD-846C | SOLENOID VALVE |  |  | DOR | DCS | Field | [7 empty] | NIS | 4503-VZ-DM-T31412007 |  |  | PDS-G4 | 3141-KY-846C/3900-DSB-004 | [28 empty] | 3900-DSB-004 |  |  |  |  | 2 | 4
| 3141-KY-845B |  | 3141-KD-845B | SOLENOID VALVE |  |  | DOR | DCS | Field | [7 empty] | NIS | 4503-VZ-DM-T31412005 |  |  | PDS-G1 | 3141-KY-845B/3900-DSB-004 | [28 empty] | 3900-DSB-004 |  |  |  |  | 3 | 1
| 3141-KY-845C |  | 3141-KD-845C | SOLENOID VALVE |  |  | DOR | DCS | Field | [7 empty] | NIS | 4503-VZ-DM-T31412005 |  |  | PDS-G1 | 3141-KY-845C/3900-DSB-004 | [28 empty] | 3900-DSB-004 |  |  |  |  | 3 | 2
| 3141-KY-845E |  | 3141-KD-845E | SOLENOID VALVE |  |  | DOR | DCS | Field | [7 empty] | NIS | 4503-VZ-DM-T31412005 |  |  | PDS-G1 | 3141-KY-845E/3900-DSB-004 | [28 empty] | 3900-DSB-004 |  |  |  |  | 3 | 3
| 3141-KY-845G |  | 3141-KD-845G | SOLENOID VALVE |  |  | DOR | DCS | Field | [7 empty] | NIS | 4503-VZ-DM-T31412005 |  |  | PDS-G1 | 3141-KY-845G/3900-DSB-004 | [28 empty] | 3900-DSB-004 |  |  |  |  | 3 | 4
| 3141-KY-845H |  | 3141-KD-845H | SOLENOID VALVE |  |  | DOR | DCS | Field | [7 empty] | NIS | 4503-VZ-DM-T31412005 |  |  | PDS-G1 | 3141-KY-845H/3900-DSB-004 | [28 empty] | 3900-DSB-004 |  |  |  |  | 4 | 1
| 3141-XL-930 |  | 3141-XD-930 | LAMP |  |  | DOR | DCS | LP | [7 empty] | NIS | 4503-VZ-DM-T31412005 |  |  | PDS-G1 | 3141-XL-930/3900-DSB-004 | [28 empty] | 3900-DSB-004 |  |  |  |  | 4 | 2
| 3150-AT-005 |  | 3150-AD-005 | ANALYZER - HC (IR TYPE) |  |  | AIRH | DCS | Field |  |  |  |  | 24 VDC |  |  | NIS | 4503-VZ-DM-T31502004 |  |  |  | 3150-AT-005/3900-DSB-004 | [28 empty] | 3900-DSB-004 |  |  |  |  | 4 | 3
| 3150-AT-050 |  | 3150-AD-050 | ANALYZER XMTR - O2 |  |  | AIRH | DCS | Field |  |  |  |  | 230 VAC |  |  | NIS | 4503-VZ-DM-T31502004 |  |  |  | 3150-AT-050/3900-DSB-004 | [28 empty] | 3900-DSB-004 |  |  |  |  | 4 | 4
| 3141-KY-846E |  | 3141-KD-846E | SOLENOID VALVE |  |  | DOR | DCS | Field | [7 empty] | NIS | 4503-VZ-DM-T31412007 |  |  | PDS-G4 | 3141-KY-846E/3900-DSB-004 | [28 empty] | 3900-DSB-004 |  |  |  |  | 5 | 1
| 3141-KY-846G |  | 3141-KD-846G | SOLENOID VALVE |  |  | DOR | DCS | Field | [7 empty] | NIS | 4503-VZ-DM-T31412007 |  |  | PDS-G4 | 3141-KY-846G/3900-DSB-004 | [28 empty] | 3900-DSB-004 |  |  |  |  | 5 | 2
| 3141-KY-846H |  | 3141-KD-846H | SOLENOID VALVE |  |  | DOR | DCS | Field | [7 empty] | NIS | 4503-VZ-DM-T31412007 |  |  | PDS-G4 | 3141-KY-846H/3900-DSB-004 | [28 empty] | 3900-DSB-004 |  |  |  |  | 5 | 3
| 3141-XL-976 |  | 3141-XD-976 | LAMP |  |  | DOR | DCS | LP | [7 empty] | NIS | 4503-VZ-DM-T31412007 |  |  | PDS-G4 | 3141-XL-976/3900-DSB-004 | [28 empty] | 3900-DSB-004 |  |  |  |  | 5 | 4
| 3150-FT-216 |  | 3150-FD-216 | FLOW TRANSM. - ULTRASONIC REMOTE MOUNT |  |  | AIRH | DCS | Field |  |  |  |  | 230 VAC |  |  | NIS | 4503-VZ-DM-T31502004 |  |  |  | 3150-FT-216/3900-DSB-004 | [28 empty] | 3900-DSB-004 |  |  |  |  | 6 | 1
| 3150-HS-111A |  | 3150-HD-111 | HAND SWITCH |  |  | DIR | DCS | Field | [7 empty] | NIS | 4503-VZ-DM-T31502004 |  |  |  | 3150-HS-111A/3900-DSB-004 | [28 empty] | 3900-DSB-004 |  |  |  |  | 6 | 2
| 3150-HS-111B |  | 3150-HD-111 | HAND SWITCH |  |  | DIR | DCS | Field | [7 empty] | NIS | 4503-VZ-DM-T31502004 |  |  |  | 3150-HS-111B/3900-DSB-004 | [28 empty] | 3900-DSB-004 |  |  |  |  | 6 | 3
| 3150-HS-113A |  | 3150-HD-113 | HAND SWITCH |  |  | DIR | DCS | Field | [7 empty] | NIS | 4503-VZ-DM-T31502002 |  |  |  | 3150-HS-113A/3900-DSB-004 | [28 empty] | 3900-DSB-004 |  |  |  |  | 6 | 4
| 3150-HS-113B |  | 3150-HD-113 | HAND SWITCH |  |  | DIR | DCS | Field | [7 empty] | NIS | 4503-VZ-DM-T31502002 |  |  |  | 3150-HS-113B/3900-DSB-004 | [28 empty] | 3900-DSB-004 |  |  |  |  | 7 | 1
| 3150-HS-114 |  | 3150-HD-114 | HAND SWITCH |  |  | DIR | DCS | Field | [7 empty] | NIS | 4503-VZ-DM-T31502002 |  |  |  | 3150-HS-114/3900-DSB-004 | [28 empty] | 3900-DSB-004 |  |  |  |  | 7 | 2
| 3150-HS-190A |  | 3150-HD-190 | HAND SWITCH |  |  | DIR | DCS | Field | [7 empty] | NIS | 4503-VZ-DM-T31502002 |  |  |  | 3150-HS-190A/3900-DSB-004 | [28 empty] | 3900-DSB-004 |  |  |  |  | 7 | 3
| 3150-HS-190B |  | 3150-HD-190 | HAND SWITCH |  |  | DIR | DCS | Field | [7 empty] | NIS | 4503-VZ-DM-T31502002 |  |  |  | 3150-HS-190B/3900-DSB-004 | [28 empty] | 3900-DSB-004 |  |  |  |  | 7 | 4
| 3150-HS-191A |  | 3150-HD-191 | HAND SWITCH |  |  | DIR | DCS | Field | [7 empty] | NIS | 4503-VZ-DM-T31502004 |  |  |  | 3150-HS-191A/3900-DSB-004 | [28 empty] | 3900-DSB-004 |  |  |  |  | 8 | 1
| 3150-HS-192A |  | 3150-HD-192 | HAND SWITCH |  |  | DIR | DCS | Field | [7 empty] | NIS | 4503-VZ-DM-T31502004 |  |  |  | 3150-HS-192A/3900-DSB-004 | [28 empty] | 3900-DSB-004 |  |  |  |  | 8 | 2
| 3150-HS-192B |  | 3150-HD-192 | HAND SWITCH |  |  | DIR | DCS | Field | [7 empty] | NIS | 4503-VZ-DM-T31502004 |  |  |  | 3150-HS-192B/3900-DSB-004 | [28 empty] | 3900-DSB-004 |  |  |  |  | 8 | 3
| 3150-KY-804 |  | 3150-KD-804 | SOLENOID VALVE |  |  | DOR | DCS | Field | [7 empty] | NIS | 4503-VZ-DM-T31502004 |  |  |  | 3150-KY-804/3900-DSB-004 | [28 empty] | 3900-DSB-004 |  |  |  |  | 8 | 4
| 3150-KY-805 |  | 3150-KD-805 | SOLENOID VALVE |  |  | DOR | DCS | Field | [7 empty] | NIS | 4503-VZ-DM-T31502004 |  |  |  | 3150-KY-805/3900-DSB-004 | [28 empty] | 3900-DSB-004 |  |  |  |  | 9 | 1
| 3150-KY-807 |  | 3150-KD-807 | SOLENOID VALVE |  |  | DOR | DCS | Field | [7 empty] | NIS | 4503-VZ-DM-T31502002 |  |  |  | 3150-KY-807/3900-DSB-004 | [28 empty] | 3900-DSB-004 |  |  |  |  | 9 | 2
| 3150-KY-809 |  | 3150-KD-809 | SOLENOID VALVE |  |  | DOR | DCS | Field | [7 empty] | NIS | 4503-VZ-DM-T31502004 |  |  |  | 3150-KY-809/3900-DSB-004 | [28 empty] | 3900-DSB-004 |  |  |  |  | 9 | 3
| 3150-KY-810 |  | 3150-KD-810 | SOLENOID VALVE |  |  | DOR | DCS | Field | [7 empty] | NIS | 4503-VZ-DM-T31502004 |  |  |  | 3150-KY-810/3900-DSB-004 | [28 empty] | 3900-DSB-004 |  |  |  |  | 9 | 4
| 3150-KY-812 |  | 3150-KD-812 | SOLENOID VALVE |  |  | DOR | DCS | Field | [7 empty] | NIS | 4503-VZ-DM-T31502004 |  |  |  | 3150-KY-812/3900-DSB-004 | [28 empty] | 3900-DSB-004 |  |  |  |  | 10 | 1
| 3150-HS-191B |  | 3150-HD-191 | HAND SWITCH |  |  | DIR | DCS | Field | [7 empty] | NIS | 4503-VZ-DM-T31502004 |  |  |  | 3150-HS-191B/3900-DSB-004 | [28 empty] | 3900-DSB-004 |  |  |  |  | 10 | 2
| 3150-XYC-802 |  | 3150-XD-802 | SOLENOID VALVE |  |  | DOR | DCS | Field | [7 empty] | NIS | 4503-VZ-DM-T31502002 |  |  |  | 3150-XYC-802/3900-DSB-004 | [28 empty] | 3900-DSB-004 |  |  |  |  | 10 | 3
| 3150-XYO-802 |  | 3150-XD-802 | SOLENOID VALVE |  |  | DOR | DCS | Field | [7 empty] | NIS | 4503-VZ-DM-T31502002 |  |  |  | 3150-XYO-802/3900-DSB-004 | [28 empty] | 3900-DSB-004 |  |  |  |  | 10 | 4
| 3156-LT-301 |  | 3156-LD-301 | LEVEL TRANSM. - GAMMA RAY |  |  | AIRH | DCS | Field |  |  |  |  | 230 VAC |  |  | NIS | 4503-VZ-DM-T31562001 | 31-HP-5610 |  |  | 3156-LT-301/3900-DSB-004 | [28 empty] | 3900-DSB-004 |  |  |  |  | 11 | 1
| SPARE | [49 empty] | 3900-DSB-004 |  |  |  |  | 11 | 2
| SPARE | [49 empty] | 3900-DSB-004 |  |  |  |  | 11 | 3
| SPARE | [49 empty] | 3900-DSB-004 |  |  |  |  | 11 | 4
| SPARE | [49 empty] | 3900-DSB-004 |  |  |  |  | 12 | 1
| SPARE | [49 empty] | 3900-DSB-004 |  |  |  |  | 12 | 2
| SPARE | [49 empty] | 3900-DSB-004 |  |  |  |  | 12 | 3
| SPARE | [49 empty] | 3900-DSB-004 |  |  |  |  | 12 | 4
| SPARE | [49 empty] | 3900-DSB-004 |  |  |  |  | 13 | 1
| SPARE | [49 empty] | 3900-DSB-004 |  |  |  |  | 13 | 2
| SPARE | [49 empty] | 3900-DSB-004 |  |  |  |  | 13 | 3
| SPARE | [49 empty] | 3900-DSB-004 |  |  |  |  | 13 | 4
| SPARE | [49 empty] | 3900-DSB-004 |  |  |  |  | 14 | 1
| SPARE | [49 empty] | 3900-DSB-004 |  |  |  |  | 14 | 2
| SPARE | [49 empty] | 3900-DSB-004 |  |  |  |  | 14 | 3
| SPARE | [49 empty] | 3900-DSB-004 |  |  |  |  | 14 | 4
| SPARE | [49 empty] | 3900-DSB-004 |  |  |  |  | 15 | 1
| SPARE | [49 empty] | 3900-DSB-004 |  |  |  |  | 15 | 2
| SPARE | [49 empty] | 3900-DSB-004 |  |  |  |  | 15 | 3
| SPARE | [49 empty] | 3900-DSB-004 |  |  |  |  | 15 | 4
| SPARE | [49 empty] | 3900-DSB-004 |  |  |  |  | 16 | 1
| SPARE | [49 empty] | 3900-DSB-004 |  |  |  |  | 16 | 2
| SPARE | [49 empty] | 3900-DSB-004 |  |  |  |  | 16 | 3
| SPARE | [49 empty] | 3900-DSB-004 |  |  |  |  | 16 | 4
| 3670-PT-455P |  | 3670-PD-455P | PRESSURE TRANSMITTER |  |  | AIRH | DCS | Field | [7 empty] | IS | 4503-VZ-DM-T36702002 | 31-P-7020 A | 36-P-7020 A/B | 36-P-7020_G1 | 3670-PT-455P/3900-DSB-005 | [28 empty] | 3900-DSB-005 |  |  |  |  | 1 | 1
| 3612-XZSC-801A |  | 3612-XD-801A | LIMIT SWITCH - CLOSE |  |  | DIR | DCS | Field | [7 empty] | IS | 4503-WZ-DM-T36122705 |  |  | 3612-XD-801_G1 | 3612-XZSC-801A/3900-DSB-005 | [28 empty] | 3900-DSB-005 |  |  |  |  | 1 | 2
| 3612-XZSO-801A |  | 3612-XD-801A | LIMIT SWITCH - OPEN |  |  | DIR | DCS | Field | [7 empty] | IS | 4503-WZ-DM-T36122705 |  |  | 3612-XD-801_G1 | 3612-XZSO-801A/3900-DSB-005 | [28 empty] | 3900-DSB-005 |  |  |  |  | 1 | 3
| 3115-FT-202 |  | 3115-FD-202 | FLOW TRANSMITTER - CORIOLIS |  |  | AIRH | DCS | Field |  |  |  |  | 230 VAC |  |  | IS | 4503-VZ-DM-T31152003 |  |  |  | 3115-FT-202/3900-DSB-005 | [28 empty] | 3900-DSB-005 |  |  |  |  | 1 | 4
| 3670-PT-456P |  | 3670-PD-456P | PRESSURE TRANSMITTER |  |  | AIRH | DCS | Field | [7 empty] | IS | 4503-VZ-DM-T36702002 | 31-P-7020 B | 36-P-7020 A/B | 36-P-7020_G2 | 3670-PT-456P/3900-DSB-005 | [28 empty] | 3900-DSB-005 |  |  |  |  | 2 | 1
| 3612-XZSC-801B |  | 3612-XD-801B | LIMIT SWITCH - CLOSE |  |  | DIR | DCS | Field | [7 empty] | IS | 4503-WZ-DM-T36122705 |  |  | 3612-XD-801_G2 | 3612-XZSC-801B/3900-DSB-005 | [28 empty] | 3900-DSB-005 |  |  |  |  | 2 | 2
| 3612-XZSO-801B |  | 3612-XD-801B | LIMIT SWITCH - OPEN |  |  | DIR | DCS | Field | [7 empty] | IS | 4503-WZ-DM-T36122705 |  |  | 3612-XD-801_G2 | 3612-XZSO-801B/3900-DSB-005 | [28 empty] | 3900-DSB-005 |  |  |  |  | 2 | 3
| 3115-LT-301 |  | 3115-LD-301 | LEVEL TRANSMITTER - GW RADAR |  |  | AIRH | DCS | Field | [7 empty] | IS | 4503-VZ-DM-T31152005 | 31-V-1502 |  |  | 3115-LT-301/3900-DSB-005 | [28 empty] | 3900-DSB-005 |  |  |  |  | 2 | 4
| 3115-LSH-302 |  | 3115-LD-302 | LEVEL SWITCH - TUNNING FORK |  |  | DIR | DCS | Field | [7 empty] | IS | 4503-VZ-DM-T31152005 | 31-V-1502 |  |  | 3115-LSH-302/3900-DSB-005 | [28 empty] | 3900-DSB-005 |  |  |  |  | 3 | 1
| 3115-LT-303 |  | 3115-LD-303 | LEVEL TRANSMITTER - GW RADAR |  |  | AIRH | DCS | Field | [7 empty] | IS | 4503-VZ-DM-T31152002 | 31-V-1505 |  |  | 3115-LT-303/3900-DSB-005 | [28 empty] | 3900-DSB-005 |  |  |  |  | 3 | 2
| 3115-PIT-402 |  | 3115-PD-402 | PRESSURE IND. TRANSM - DIAPH. WITH CAP |  |  | AIRH | DCS | Field | [7 empty] | IS | 4503-VZ-DM-T31152003 |  |  |  | 3115-PIT-402/3900-DSB-005 | [28 empty] | 3900-DSB-005 |  |  |  |  | 3 | 3
| 3115-PIT-404 |  | 3115-PD-404 | PRESSURE IND. TRANSM - DIAPH. WITH CAP |  |  | AIRH | DCS | Field | [7 empty] | IS | 4503-VZ-DM-T31152004 |  |  |  | 3115-PIT-404/3900-DSB-005 | [28 empty] | 3900-DSB-005 |  |  |  |  | 3 | 4
| 3115-PIT-406 |  | 3115-PD-406 | PRESSURE IND. TRANSMITTER |  |  | AIRH | DCS | Field | [7 empty] | IS | 4503-VZ-DM-T31152001 |  |  |  | 3115-PIT-406/3900-DSB-005 | [28 empty] | 3900-DSB-005 |  |  |  |  | 4 | 1
| 3115-XZSC-801 |  | 3115-XD-801 | LIMIT SWITCH - CLOSE |  |  | DIR | DCS | Field | [7 empty] | IS | 4503-VZ-DM-T31152001 |  |  |  | 3115-XZSC-801/3900-DSB-005 | [28 empty] | 3900-DSB-005 |  |  |  |  | 4 | 2
| 3115-XZSO-801 |  | 3115-XD-801 | LIMIT SWITCH - OPEN |  |  | DIR | DCS | Field | [7 empty] | IS | 4503-VZ-DM-T31152001 |  |  |  | 3115-XZSO-801/3900-DSB-005 | [28 empty] | 3900-DSB-005 |  |  |  |  | 4 | 3
| 3115-XZSC-802 |  | 3115-XD-802 | LIMIT SWITCH - CLOSE |  |  | DIR | DCS | Field | [7 empty] | IS | 4503-VZ-DM-T31152001 |  |  |  | 3115-XZSC-802/3900-DSB-005 | [28 empty] | 3900-DSB-005 |  |  |  |  | 4 | 4
| 3115-XZSO-802 |  | 3115-XD-802 | LIMIT SWITCH - OPEN |  |  | DIR | DCS | Field | [7 empty] | IS | 4503-VZ-DM-T31152001 |  |  |  | 3115-XZSO-802/3900-DSB-005 | [28 empty] | 3900-DSB-005 |  |  |  |  | 5 | 1
| 3115-XZSC-803 |  | 3115-XD-803 | LIMIT SWITCH - CLOSE |  |  | DIR | DCS | Field | [7 empty] | IS | 4503-VZ-DM-T31152001 |  |  |  | 3115-XZSC-803/3900-DSB-005 | [28 empty] | 3900-DSB-005 |  |  |  |  | 5 | 2
| 3115-XZSO-803 |  | 3115-XD-803 | LIMIT SWITCH - OPEN |  |  | DIR | DCS | Field | [7 empty] | IS | 4503-VZ-DM-T31152001 |  |  |  | 3115-XZSO-803/3900-DSB-005 | [28 empty] | 3900-DSB-005 |  |  |  |  | 5 | 3
| 3115-XZSC-804 |  | 3115-XD-804 | LIMIT SWITCH - CLOSE |  |  | DIR | DCS | Field | [7 empty] | IS | 4503-VZ-DM-T31152001 |  |  |  | 3115-XZSC-804/3900-DSB-005 | [28 empty] | 3900-DSB-005 |  |  |  |  | 5 | 4
| 3115-XZSO-804 |  | 3115-XD-804 | LIMIT SWITCH - OPEN |  |  | DIR | DCS | Field | [7 empty] | IS | 4503-VZ-DM-T31152001 |  |  |  | 3115-XZSO-804/3900-DSB-005 | [28 empty] | 3900-DSB-005 |  |  |  |  | 6 | 1
| 3115-XZSC-805 |  | 3115-XD-805 | LIMIT SWITCH - CLOSE |  |  | DIR | DCS | Field | [7 empty] | IS | 4503-VZ-DM-T31152002 |  |  |  | 3115-XZSC-805/3900-DSB-005 | [28 empty] | 3900-DSB-005 |  |  |  |  | 6 | 2
| 3115-XZSO-805 |  | 3115-XD-805 | LIMIT SWITCH - OPEN |  |  | DIR | DCS | Field | [7 empty] | IS | 4503-VZ-DM-T31152002 |  |  |  | 3115-XZSO-805/3900-DSB-005 | [28 empty] | 3900-DSB-005 |  |  |  |  | 6 | 3
| 3612-AT-002B |  | 3612-AD-002 | ANALYZER - CONDUCTIVITY |  |  | AIRH | DCS | Field |  |  |  |  | - |  |  | IS | 4503-WZ-DM-T36122705 |  |  |  | 3612-AT-002B/3900-DSB-005 | [28 empty] | 3900-DSB-005 |  |  |  |  | 6 | 4
| 3612-LY-304 |  | 3612-LD-304 | E/P POSITIONER |  |  | AORH | DCS | Field | [7 empty] | IS | 4503-WZ-DM-T36122710 |  |  |  | 3612-LY-304/3900-DSB-005 | [28 empty] | 3900-DSB-005 |  |  |  |  | 7 | 1
| 3612-XZSC-803 |  | 3612-XD-803 | LIMIT SWITCH - CLOSE |  |  | DIR | DCS | Field | [7 empty] | IS | 4503-WZ-DM-T36122710 |  |  |  | 3612-XZSC-803/3900-DSB-005 | [28 empty] | 3900-DSB-005 |  |  |  |  | 7 | 2
| 3670-LT-301 |  | 3670-LD-301 | LEVEL TRANSMITTER - GW RADAR |  |  | AIRH | DCS | Field | [7 empty] | IS | 4503-VZ-DM-T36702001 | 36-V-7010 |  |  | 3670-LT-301/3900-DSB-005 | [28 empty] | 3900-DSB-005 |  |  |  |  | 7 | 3
| 3670-LT-302 |  | 3670-LD-302 | LEVEL TRANSMITTER - GW RADAR |  |  | AIRH | DCS | Field | [7 empty] | IS | 4503-VZ-DM-T36702002 | 36-V-7020 |  |  | 3670-LT-302/3900-DSB-005 | [28 empty] | 3900-DSB-005 |  |  |  |  | 7 | 4
| 3670-LT-303 |  | 3670-LD-303 | LEVEL TRANSMITTER - GW RADAR |  |  | AIRH | DCS | Field | [7 empty] | IS | 4503-VZ-DM-T36702001 | 36-V-7010 |  |  | 3670-LT-303/3900-DSB-005 | [28 empty] | 3900-DSB-005 |  |  |  |  | 8 | 1
| 3670-LT-304 |  | 3670-LD-304 | LEVEL TRANSMITTER - GW RADAR |  |  | AIRH | DCS | Field | [7 empty] | IS | 4503-VZ-DM-T36702002 | 36-V-7020 |  |  | 3670-LT-304/3900-DSB-005 | [28 empty] | 3900-DSB-005 |  |  |  |  | 8 | 2
| 3670-PT-402 |  | 3670-PD-402 | PRESSURE TRANSMITTER |  |  | AIRH | DCS | Field | [7 empty] | IS | 4503-VZ-DM-T36702002 | 36-V-7020 |  |  | 3670-PT-402/3900-DSB-005 | [28 empty] | 3900-DSB-005 |  |  |  |  | 8 | 3
| 3670-PT-419 |  | 3670-PD-419 | PRESSURE TRANSMITTER |  |  | AIRH | DCS | Field | [7 empty] | IS | 4503-VZ-DM-T36702001 | 36-V-7010 |  |  | 3670-PT-419/3900-DSB-005 | [28 empty] | 3900-DSB-005 |  |  |  |  | 8 | 4
| 3670-TT-601 |  | 3670-TD-601 | TEMPERATURE TRANSM. - HEAD MOUNT |  |  | AIRH | DCS | Field | [7 empty] | IS | 4503-VZ-DM-T36702001 | 36-V-7010 |  |  | 3670-TT-601/3900-DSB-005 | [28 empty] | 3900-DSB-005 |  |  |  |  | 9 | 1
| 3670-TT-602 |  | 3670-TD-602 | TEMPERATURE TRANSM. - HEAD MOUNT |  |  | AIRH | DCS | Field | [7 empty] | IS | 4503-VZ-DM-T36702002 | 36-V-7020 |  |  | 3670-TT-602/3900-DSB-005 | [28 empty] | 3900-DSB-005 |  |  |  |  | 9 | 2
| 3670-XZSC-801 |  | 3670-XD-801 | LIMIT SWITCH - CLOSE |  |  | DIR | DCS | Field | [7 empty] | IS | 4503-VZ-DM-T36702002 |  |  |  | 3670-XZSC-801/3900-DSB-005 | [28 empty] | 3900-DSB-005 |  |  |  |  | 9 | 3
| 3670-XZSO-801 |  | 3670-XD-801 | LIMIT SWITCH - OPEN |  |  | DIR | DCS | Field | [7 empty] | IS | 4503-VZ-DM-T36702002 |  |  |  | 3670-XZSO-801/3900-DSB-005 | [28 empty] | 3900-DSB-005 |  |  |  |  | 9 | 4
| 3670-XZSC-841 |  | 3670-XD-841 | LIMIT SWITCH - CLOSE |  |  | DIR | DCS | Field | [7 empty] | IS | 4503-VZ-DM-T36702001 |  |  |  | 3670-XZSC-841/3900-DSB-005 | [28 empty] | 3900-DSB-005 |  |  |  |  | 10 | 1
| 3670-XZSO-841 |  | 3670-XD-841 | LIMIT SWITCH - OPEN |  |  | DIR | DCS | Field | [7 empty] | IS | 4503-VZ-DM-T36702001 |  |  |  | 3670-XZSO-841/3900-DSB-005 | [28 empty] | 3900-DSB-005 |  |  |  |  | 10 | 2
| 3670-XZSC-861 |  | 3670-XD-861 | LIMIT SWITCH - CLOSE |  |  | DIR | DCS | Field | [7 empty] | IS | 4503-VZ-DM-T36702001 |  |  |  | 3670-XZSC-861/3900-DSB-005 | [28 empty] | 3900-DSB-005 |  |  |  |  | 10 | 3
| 3670-XZSO-861 |  | 3670-XD-861 | LIMIT SWITCH - OPEN |  |  | DIR | DCS | Field | [7 empty] | IS | 4503-VZ-DM-T36702001 |  |  |  | 3670-XZSO-861/3900-DSB-005 | [28 empty] | 3900-DSB-005 |  |  |  |  | 10 | 4
| 3682-LT-306 |  | 3682-LD-306 | LEVEL TRANSMITTER - GW RADAR |  |  | AIRH | DCS | Field | [7 empty] | IS | 4503-WZ-DM-T36822701 | 36-SU-8201 |  |  | 3682-LT-306/3900-DSB-005 | [28 empty] | 3900-DSB-005 |  |  |  |  | 11 | 1
| 3682-TT-612 |  | 3682-TD-612 | TEMPERATURE TRANSM. - HEAD MOUNT |  |  | AIRH | DCS | Field | [7 empty] | IS | 4503-WZ-DM-T36822701 | 36-SU-8201 |  |  | 3682-TT-612/3900-DSB-005 | [28 empty] | 3900-DSB-005 |  |  |  |  | 11 | 2
| SPARE | [49 empty] | 3900-DSB-005 |  |  |  |  | 11 | 3
| SPARE | [49 empty] | 3900-DSB-005 |  |  |  |  | 11 | 4
| SPARE | [49 empty] | 3900-DSB-005 |  |  |  |  | 12 | 1
| SPARE | [49 empty] | 3900-DSB-005 |  |  |  |  | 12 | 2
| SPARE | [49 empty] | 3900-DSB-005 |  |  |  |  | 12 | 3
| SPARE | [49 empty] | 3900-DSB-005 |  |  |  |  | 12 | 4
| SPARE | [49 empty] | 3900-DSB-005 |  |  |  |  | 13 | 1
| SPARE | [49 empty] | 3900-DSB-005 |  |  |  |  | 13 | 2
| SPARE | [49 empty] | 3900-DSB-005 |  |  |  |  | 13 | 3
| SPARE | [49 empty] | 3900-DSB-005 |  |  |  |  | 13 | 4
| SPARE | [49 empty] | 3900-DSB-005 |  |  |  |  | 14 | 1
| SPARE | [49 empty] | 3900-DSB-005 |  |  |  |  | 14 | 2
| SPARE | [49 empty] | 3900-DSB-005 |  |  |  |  | 14 | 3
| SPARE | [49 empty] | 3900-DSB-005 |  |  |  |  | 14 | 4
| SPARE | [49 empty] | 3900-DSB-005 |  |  |  |  | 15 | 1
| SPARE | [49 empty] | 3900-DSB-005 |  |  |  |  | 15 | 2
| SPARE | [49 empty] | 3900-DSB-005 |  |  |  |  | 15 | 3
| SPARE | [49 empty] | 3900-DSB-005 |  |  |  |  | 15 | 4
| SPARE | [49 empty] | 3900-DSB-005 |  |  |  |  | 16 | 1
| SPARE | [49 empty] | 3900-DSB-005 |  |  |  |  | 16 | 2
| SPARE | [49 empty] | 3900-DSB-005 |  |  |  |  | 16 | 3
| SPARE | [49 empty] | 3900-DSB-005 |  |  |  |  | 16 | 4
| 3115-PT-403P |  | 3115-PD-403P | PRESSURE SWITCH |  |  | DIR | DCS | Field | [7 empty] | IS | 4503-VZ-DM-T31152003 | 31-P-1503A | 31-P-1503 A/B | 31-P-1503_G1 | 3115-PT-403P/3900-DSB-006 | [28 empty] | 3900-DSB-006 |  |  |  |  | 1 | 1
| 3670-PIT-451P |  | 3670-PD-451P | PRESSURE IND. TRANSMITTER |  |  | AIRH | DCS | Field | [7 empty] | IS | 4503-GG-VD-BD018T3136P7010AB169 | 36-P-7010A | 36-P-7010 A/B | 36-P-7010_G1 | 3670-PIT-451P/3900-DSB-006 | [28 empty] | 3900-DSB-006 |  |  |  |  | 1 | 2
| 3670-TT-655P |  | 3670-TD-655P | TEMPERATURE TRANSM. - HEAD MOUNT |  |  | AIRH | DCS | Field | [7 empty] | IS | 4503-GG-VD-BD018T3136P7010AB169 | 36-P-7010A | 36-P-7010 A/B | 36-P-7010_G1 | 3670-TT-655P/3900-DSB-006 | [28 empty] | 3900-DSB-006 |  |  |  |  | 1 | 3
| 3670-TT-656P |  | 3670-TD-656P | TEMPERATURE TRANSM. - HEAD MOUNT |  |  | AIRH | DCS | Field | [7 empty] | IS | 4503-GG-VD-BD018T3136P7010AB169 | 36-P-7010B | 36-P-7010 A/B | 36-P-7010_G1 | 3670-TT-656P/3900-DSB-006 | [28 empty] | 3900-DSB-006 |  |  |  |  | 1 | 4
| 3115-PT-405P |  | 3115-PD-405P | PRESSURE SWITCH |  |  | DIR | DCS | Field | [7 empty] | IS | 4503-VZ-DM-T31152004 | 31-P-1503B | 31-P-1503 A/B | 31-P-1503_G2 | 3115-PT-405P/3900-DSB-006 | [28 empty] | 3900-DSB-006 |  |  |  |  | 2 | 1
| 3670-PIT-452P |  | 3670-PD-452P | PRESSURE IND. TRANSMITTER |  |  | AIRH | DCS | Field | [7 empty] | IS | 4503-GG-VD-BD018T3136P7010AB169 | 36-P-7010B | 36-P-7010 A/B | 36-P-7010_G2 | 3670-PIT-452P/3900-DSB-006 | [28 empty] | 3900-DSB-006 |  |  |  |  | 2 | 2
| 3670-TT-657P |  | 3670-TD-657P | TEMPERATURE TRANSM. - HEAD MOUNT |  |  | AIRH | DCS | Field | [7 empty] | IS | 4503-GG-VD-BD018T3136P7010AB169 | 36-P-7010A | 36-P-7010 A/B | 36-P-7010_G2 | 3670-TT-657P/3900-DSB-006 | [28 empty] | 3900-DSB-006 |  |  |  |  | 2 | 3
| 3670-TT-658P |  | 3670-TD-658P | TEMPERATURE TRANSM. - HEAD MOUNT |  |  | AIRH | DCS | Field | [7 empty] | IS | 4503-GG-VD-BD018T3136P7010AB169 | 36-P-7010B | 36-P-7010 A/B | 36-P-7010_G2 | 3670-TT-658P/3900-DSB-006 | [28 empty] | 3900-DSB-006 |  |  |  |  | 2 | 4
| 3612-XY-801A |  | 3612-XD-801A | SOLENOID VALVE |  |  | DOR | DCS | Field | [7 empty] | NIS | 4503-WZ-DM-T36122705 |  |  | 3612-XD-801_G1 | 3612-XY-801A/3900-DSB-006 | [28 empty] | 3900-DSB-006 |  |  |  |  | 3 | 1
| 3115-HS-104 |  | 3115-HD-104 | HAND SWITCH |  |  | DIR | DCS | Field | [7 empty] | NIS | 4503-VZ-DM-T31152003 |  |  |  | 3115-HS-104/3900-DSB-006 | [28 empty] | 3900-DSB-006 |  |  |  |  | 3 | 2
| 3115-HS-108 |  | 3115-HD-108 | HAND SWITCH |  |  | DIR | DCS | Field | [7 empty] | NIS | 4503-VZ-DM-T31152001 |  |  |  | 3115-HS-108/3900-DSB-006 | [28 empty] | 3900-DSB-006 |  |  |  |  | 3 | 3
| 3115-XL-301B |  | 3115-LD-301 | LAMP |  |  | DOR | DCS | Field | [7 empty] | NIS | 4503-VZ-DM-T31152005 |  |  |  | 3115-XL-301B/3900-DSB-006 | [28 empty] | 3900-DSB-006 |  |  |  |  | 3 | 4
| 3612-XY-801B |  | 3612-XD-801B | SOLENOID VALVE |  |  | DOR | DCS | Field | [7 empty] | NIS | 4503-WZ-DM-T36122705 |  |  | 3612-XD-801_G2 | 3612-XY-801B/3900-DSB-006 | [28 empty] | 3900-DSB-006 |  |  |  |  | 4 | 1
| 3115-XA-301B |  | 3115-LD-301 | HORN |  |  | DOR | DCS | Field | [7 empty] | NIS | 4503-VZ-DM-T31152005 |  |  |  | 3115-XA-301B/3900-DSB-006 | [28 empty] | 3900-DSB-006 |  |  |  |  | 4 | 2
| 3115-XL-302B |  | 3115-LD-302 | LAMP |  |  | DOR | DCS | Field | [7 empty] | NIS | 4503-VZ-DM-T31152005 |  |  |  | 3115-XL-302B/3900-DSB-006 | [28 empty] | 3900-DSB-006 |  |  |  |  | 4 | 3
| 3115-XA-302B |  | 3115-LD-302 | HORN |  |  | DOR | DCS | Field | [7 empty] | NIS | 4503-VZ-DM-T31152005 |  |  |  | 3115-XA-302B/3900-DSB-006 | [28 empty] | 3900-DSB-006 |  |  |  |  | 4 | 4
| 3115-XL-303B |  | 3115-LD-303 | LAMP |  |  | DOR | DCS | Field | [7 empty] | NIS | 4503-VZ-DM-T31152002 |  |  |  | 3115-XL-303B/3900-DSB-006 | [28 empty] | 3900-DSB-006 |  |  |  |  | 5 | 1
| 3115-XY-801 |  | 3115-XD-801 | SOLENOID VALVE |  |  | DOR | DCS | Field | [7 empty] | NIS | 4503-VZ-DM-T31152001 |  |  |  | 3115-XY-801/3900-DSB-006 | [28 empty] | 3900-DSB-006 |  |  |  |  | 5 | 2
| 3115-XY-803 |  | 3115-XD-803 | SOLENOID VALVE |  |  | DOR | DCS | Field | [7 empty] | NIS | 4503-VZ-DM-T31152001 |  |  |  | 3115-XY-803/3900-DSB-006 | [28 empty] | 3900-DSB-006 |  |  |  |  | 5 | 3
| 3115-HSO-803 |  | 3115-XD-803 | HAND SWITCH |  |  | DIR | DCS | Field | [7 empty] | NIS | 4503-VZ-DM-T31152001 |  |  |  | 3115-HSO-803/3900-DSB-006 | [28 empty] | 3900-DSB-006 |  |  |  |  | 5 | 4
| 3115-HSC-803 |  | 3115-XD-803 | HAND SWITCH |  |  | DIR | DCS | Field | [7 empty] | NIS | 4503-VZ-DM-T31152001 |  |  |  | 3115-HSC-803/3900-DSB-006 | [28 empty] | 3900-DSB-006 |  |  |  |  | 6 | 1
| 3115-XY-804 |  | 3115-XD-804 | SOLENOID VALVE |  |  | DOR | DCS | Field | [7 empty] | NIS | 4503-VZ-DM-T31152001 |  |  |  | 3115-XY-804/3900-DSB-006 | [28 empty] | 3900-DSB-006 |  |  |  |  | 6 | 2
| 3115-HSO-804 |  | 3115-XD-804 | HAND SWITCH |  |  | DIR | DCS | Field | [7 empty] | NIS | 4503-VZ-DM-T31152001 |  |  |  | 3115-HSO-804/3900-DSB-006 | [28 empty] | 3900-DSB-006 |  |  |  |  | 6 | 3
| 3115-HSC-804 |  | 3115-XD-804 | HAND SWITCH |  |  | DIR | DCS | Field | [7 empty] | NIS | 4503-VZ-DM-T31152001 |  |  |  | 3115-HSC-804/3900-DSB-006 | [28 empty] | 3900-DSB-006 |  |  |  |  | 6 | 4
| 3115-XY-805 |  | 3115-XD-805 | SOLENOID VALVE |  |  | DOR | DCS | Field | [7 empty] | NIS | 4503-VZ-DM-T31152002 |  |  |  | 3115-XY-805/3900-DSB-006 | [28 empty] | 3900-DSB-006 |  |  |  |  | 7 | 1
| 3115-HSO-805 |  | 3115-XD-805 | HAND SWITCH |  |  | DIR | DCS | Field | [7 empty] | NIS | 4503-VZ-DM-T31152002 |  |  |  | 3115-HSO-805/3900-DSB-006 | [28 empty] | 3900-DSB-006 |  |  |  |  | 7 | 2
| 3115-HSC-805 |  | 3115-XD-805 | HAND SWITCH |  |  | DIR | DCS | Field | [7 empty] | NIS | 4503-VZ-DM-T31152002 |  |  |  | 3115-HSC-805/3900-DSB-006 | [28 empty] | 3900-DSB-006 |  |  |  |  | 7 | 3
| 3143-XA-301B |  | 3143-LD-301 | HORN |  |  | DOR | DCS | Field | [7 empty] | NIS | 4503-VZ-DM-T31432007 |  |  |  | 3143-XA-301B/3900-DSB-006 | [28 empty] | 3900-DSB-006 |  |  |  |  | 7 | 4
| 3143-XL-301B |  | 3143-LD-301 | LAMP |  |  | DOR | DCS | Field | [7 empty] | NIS | 4503-VZ-DM-T31432007 |  |  |  | 3143-XL-301B/3900-DSB-006 | [28 empty] | 3900-DSB-006 |  |  |  |  | 8 | 1
| 3143-XA-302A |  | 3143-LD-302 | HORN |  |  | DOR | DCS | Field | [7 empty] | NIS | 4503-VZ-DM-T31432007 |  |  |  | 3143-XA-302A/3900-DSB-006 | [28 empty] | 3900-DSB-006 |  |  |  |  | 8 | 2
| 3143-XL-302B |  | 3143-LD-302 | LAMP |  |  | DOR | DCS | Field | [7 empty] | NIS | 4503-VZ-DM-T31432007 |  |  |  | 3143-XL-302B/3900-DSB-006 | [28 empty] | 3900-DSB-006 |  |  |  |  | 8 | 3
| 3115-HS-110 |  | 3115-HD-110 | HAND SWITCH |  |  | DIR | DCS | Field | [7 empty] | NIS | 4503-VZ-DM-T31152001 |  |  |  | 3115-HS-110/3900-DSB-006 | [28 empty] | 3900-DSB-006 |  |  |  |  | 8 | 4
| 3611-XY-806 |  | 3611-XD-806 | SOLENOID VALVE |  |  | DOR | DCS | Field | [7 empty] | NIS | 4503-WZ-DM-T36112701 |  |  |  | 3611-XY-806/3900-DSB-006 | [28 empty] | 3900-DSB-006 |  |  |  |  | 9 | 1
| 3611-XY-807 |  | 3611-XD-807 | SOLENOID VALVE |  |  | DOR | DCS | Field | [7 empty] | NIS | 4503-WZ-DM-T36112701 |  |  |  | 3611-XY-807/3900-DSB-006 | [28 empty] | 3900-DSB-006 |  |  |  |  | 9 | 2
| 3612-AT-002A |  | 3612-AD-002 | ANALYZER - HC (IR TYPE) |  |  | AIRH | DCS | Field |  |  |  |  | 24 VDC |  |  | NIS | 4503-WZ-DM-T36122705 |  |  |  | 3612-AT-002A/3900-DSB-006 | [28 empty] | 3900-DSB-006 |  |  |  |  | 9 | 3
| 3612-LT-303 |  | 3612-LD-303 | LEVEL TRANSMITTER - dP |  |  | AIRH | DCS | Field | [7 empty] | NIS | 4503-WZ-DM-T36122701 | 36-V-1201 |  |  | 3612-LT-303/3900-DSB-006 | [28 empty] | 3900-DSB-006 |  |  |  |  | 9 | 4
| 3612-LT-304 |  | 3612-LD-304 | LEVEL TRANSMITTER - dP |  |  | AIRH | DCS | Field | [7 empty] | NIS | 4503-WZ-DM-T36122701 | 36-V-1201 |  |  | 3612-LT-304/3900-DSB-006 | [28 empty] | 3900-DSB-006 |  |  |  |  | 10 | 1
| 3612-PT-402 |  | 3612-PD-402 | PRESSURE TRANSMITTER |  |  | AIRH | DCS | Field | [7 empty] | NIS | 4503-WZ-DM-T36122701 | 36-E-1201 |  |  | 3612-PT-402/3900-DSB-006 | [28 empty] | 3900-DSB-006 |  |  |  |  | 10 | 2
| 3612-PY-402 |  | 3612-PD-402 | E/P POSITIONER |  |  | AORH | DCS | Field | [7 empty] | NIS | 4503-WZ-DM-T36122701 |  |  |  | 3612-PY-402/3900-DSB-006 | [28 empty] | 3900-DSB-006 |  |  |  |  | 10 | 3
| 3612-TT-604 |  | 3612-TD-604 | TEMPERATURE TRANSM. - HEAD MOUNT |  |  | AIRH | DCS | Field | [7 empty] | NIS | 4503-WZ-DM-T36122701 | 36-V-1201 |  |  | 3612-TT-604/3900-DSB-006 | [28 empty] | 3900-DSB-006 |  |  |  |  | 10 | 4
| 3612-XZSC-802 |  | 3612-XD-802 | LIMIT SWITCH - CLOSE |  |  | DIR | DCS | Field | [7 empty] | NIS | 4503-WZ-DM-T36122710 |  |  |  | 3612-XZSC-802/3900-DSB-006 | [28 empty] | 3900-DSB-006 |  |  |  |  | 11 | 1
| 3612-XZSO-802 |  | 3612-XD-802 | LIMIT SWITCH - OPEN |  |  | DIR | DCS | Field | [7 empty] | NIS | 4503-WZ-DM-T36122710 |  |  |  | 3612-XZSO-802/3900-DSB-006 | [28 empty] | 3900-DSB-006 |  |  |  |  | 11 | 2
| 3612-XY-802 |  | 3612-XD-802 | SOLENOID VALVE |  |  | DOR | DCS | Field | [7 empty] | NIS | 4503-WZ-DM-T36122710 |  |  |  | 3612-XY-802/3900-DSB-006 | [28 empty] | 3900-DSB-006 |  |  |  |  | 11 | 3
| 3612-XZSO-803 |  | 3612-XD-803 | LIMIT SWITCH - OPEN |  |  | DIR | DCS | Field | [7 empty] | NIS | 4503-WZ-DM-T36122710 |  |  |  | 3612-XZSO-803/3900-DSB-006 | [28 empty] | 3900-DSB-006 |  |  |  |  | 11 | 4
| 3612-XY-803 |  | 3612-XD-803 | SOLENOID VALVE |  |  | DOR | DCS | Field | [7 empty] | NIS | 4503-WZ-DM-T36122710 |  |  |  | 3612-XY-803/3900-DSB-006 | [28 empty] | 3900-DSB-006 |  |  |  |  | 12 | 1
| 3670-FT-201 |  | 3670-FD-201 | FLOW TRANSM. - ULTRASONIC REMOTE MOUNT |  |  | AIRH | DCS | Field |  |  |  |  | 230 VAC |  |  | NIS | 4503-VZ-DM-T36702002 |  |  |  | 3670-FT-201/3900-DSB-006 | [28 empty] | 3900-DSB-006 |  |  |  |  | 12 | 2
| 3670-FT-234 |  | 3670-FD-234 | FLOW TRANSM. - ULTRASONIC REMOTE MOUNT |  |  | AIRH | DCS | Field |  |  |  |  | 230 VAC |  |  | NIS | 4503-VZ-DM-T36702001 |  |  |  | 3670-FT-234/3900-DSB-006 | [28 empty] | 3900-DSB-006 |  |  |  |  | 12 | 3
| 3670-XY-801 |  | 3670-XD-801 | SOLENOID VALVE |  |  | DOR | DCS | Field | [7 empty] | NIS | 4503-VZ-DM-T36702002 |  |  |  | 3670-XY-801/3900-DSB-006 | [28 empty] | 3900-DSB-006 |  |  |  |  | 12 | 4
| 3670-XY-841 |  | 3670-XD-841 | SOLENOID VALVE |  |  | DOR | DCS | Field | [7 empty] | NIS | 4503-VZ-DM-T36702001 |  |  |  | 3670-XY-841/3900-DSB-006 | [28 empty] | 3900-DSB-006 |  |  |  |  | 13 | 1
| 3670-XY-861 |  | 3670-XD-861 | SOLENOID VALVE |  |  | DOR | DCS | Field | [7 empty] | NIS | 4503-VZ-DM-T36702001 |  |  |  | 3670-XY-861/3900-DSB-006 | [28 empty] | 3900-DSB-006 |  |  |  |  | 13 | 2
| 3699-XY-801 |  | 3699-XD-801 | SOLENOID VALVE |  |  | DOR | DCS | Field | [7 empty] | NIS | 4503-WZ-DM-T36992001 |  |  |  | 3699-XY-801/3900-DSB-006 | [28 empty] | 3900-DSB-006 |  |  |  |  | 13 | 3
| 3699-XY-802 |  | 3699-XD-802 | SOLENOID VALVE |  |  | DOR | DCS | Field | [7 empty] | NIS | 4503-WZ-DM-T36992001 |  |  |  | 3699-XY-802/3900-DSB-006 | [28 empty] | 3900-DSB-006 |  |  |  |  | 13 | 4
| 8919-FSH-236P |  | 8919-FD-236P | FLOW SWITCH - HIGH |  |  | DIR | DCS | Field | [7 empty] | NIS | 4503-SZ-DM-T89192003 | 3670-SS-1001 | SS008000 |  | 8919-FSH-236P/3900-DSB-006 | [28 empty] | 3900-DSB-006 |  |  |  |  | 14 | 1
| 8919-FSH-237P |  | 8919-FD-237P | FLOW SWITCH - HIGH |  |  | DIR | DCS | Field | [7 empty] | NIS | 4503-SZ-DM-T89192003 | 3670-SS-1003 | SS008000 |  | 8919-FSH-237P/3900-DSB-006 | [28 empty] | 3900-DSB-006 |  |  |  |  | 14 | 2
| 8919-FSH-238P |  | 8919-FD-238P | FLOW SWITCH - HIGH |  |  | DIR | DCS | Field | [7 empty] | NIS | 4503-SZ-DM-T89192003 | 3670-SS-1002 | SS008000 |  | 8919-FSH-238P/3900-DSB-006 | [28 empty] | 3900-DSB-006 |  |  |  |  | 14 | 3
| SPARE | [49 empty] | 3900-DSB-006 |  |  |  |  | 14 | 4
| SPARE | [49 empty] | 3900-DSB-006 |  |  |  |  | 15 | 1
| SPARE | [49 empty] | 3900-DSB-006 |  |  |  |  | 15 | 2
| SPARE | [49 empty] | 3900-DSB-006 |  |  |  |  | 15 | 3
| SPARE | [49 empty] | 3900-DSB-006 |  |  |  |  | 15 | 4
| SPARE | [49 empty] | 3900-DSB-006 |  |  |  |  | 16 | 1
| SPARE | [49 empty] | 3900-DSB-006 |  |  |  |  | 16 | 2
| SPARE | [49 empty] | 3900-DSB-006 |  |  |  |  | 16 | 3
| SPARE | [49 empty] | 3900-DSB-006 |  |  |  |  | 16 | 4
| 3612-TT-653P |  | 3612-TD-653P | TEMPERATURE TRANSM. - HEAD MOUNT |  |  | AIRH | DCS | Field | [7 empty] | IS | 4503-GG-VD-BD026T0136P1201AB049 | 36-P-1201A | 36-P-1201A/B | 36-P-1201_G1 | 3612-TT-653P/3900-DSB-007 | [28 empty] | 3900-DSB-007 |  |  |  |  | 1 | 1
| 3612-TT-654P |  | 3612-TD-654P | TEMPERATURE TRANSM. - HEAD MOUNT |  |  | AIRH | DCS | Field | [7 empty] | IS | 4503-GG-VD-BD026T0136P1201AB049 | 36-P-1201B | 36-P-1201A/B | 36-P-1201_G1 | 3612-TT-654P/3900-DSB-007 | [28 empty] | 3900-DSB-007 |  |  |  |  | 1 | 2
| 3611-PT-421 |  | 3611-PD-421 | PRESSURE TRANSMITTER |  |  | AIRH | DCS | Field | [7 empty] | IS | 4503-WZ-DM-T36112701 |  |  |  | 3611-PT-421/3900-DSB-007 | [28 empty] | 3900-DSB-007 |  |  |  |  | 1 | 3
| 3611-PY-421 |  | 3611-PD-421 | E/P POSITIONER |  |  | AORH | DCS | Field | [7 empty] | IS | 4503-WZ-DM-T36112701 |  |  |  | 3611-PY-421/3900-DSB-007 | [28 empty] | 3900-DSB-007 |  |  |  |  | 1 | 4
| 3612-TT-655P |  | 3612-TD-655P | TEMPERATURE TRANSM. - HEAD MOUNT |  |  | AIRH | DCS | Field | [7 empty] | IS | 4503-GG-VD-BD026T0136P1201AB049 | 36-P-1201A | 36-P-1201A/B | 36-P-1201_G2 | 3612-TT-655P/3900-DSB-007 | [28 empty] | 3900-DSB-007 |  |  |  |  | 2 | 1
| 3612-TT-656P |  | 3612-TD-656P | TEMPERATURE TRANSM. - HEAD MOUNT |  |  | AIRH | DCS | Field | [7 empty] | IS | 4503-GG-VD-BD026T0136P1201AB049 | 36-P-1201B | 36-P-1201A/B | 36-P-1201_G2 | 3612-TT-656P/3900-DSB-007 | [28 empty] | 3900-DSB-007 |  |  |  |  | 2 | 2
| 3611-TT-621 |  | 3611-TD-621 | TEMPERATURE TRANSM. - HEAD MOUNT |  |  | AIRH | DCS | Field | [7 empty] | IS | 4503-WZ-DM-T36112701 |  |  |  | 3611-TT-621/3900-DSB-007 | [28 empty] | 3900-DSB-007 |  |  |  |  | 2 | 3
| 3611-TY-621 |  | 3611-TD-621 | E/P POSITIONER |  |  | AORH | DCS | Field | [7 empty] | IS | 4503-WZ-DM-T36112701 |  |  |  | 3611-TY-621/3900-DSB-007 | [28 empty] | 3900-DSB-007 |  |  |  |  | 2 | 4
| 3140-HS-140 |  | 3140-HD-140 | HAND SWITCH |  |  | DIR | DCS | Field | [7 empty] | NIS | 4503-VZ-DM-T31402017 |  |  |  | 3140-HS-140/3900-DSB-007 | [28 empty] | 3900-DSB-007 |  |  |  |  | 3 | 1
| 3199-FT-208 |  | 3199-FD-208 | FLOW TRANSM. - ULTRASONIC REMOTE MOUNT |  |  | AIRH | DCS | Field |  |  |  |  | 230 VAC |  |  | NIS | 4503-VZ-DM-T31992002 |  |  |  | 3199-FT-208/3900-DSB-007 | [28 empty] | 3900-DSB-007 |  |  |  |  | 3 | 2
| 3199-XY-806 |  | 3199-XD-806 | SOLENOID VALVE |  |  | DOR | DCS | Field | [7 empty] | NIS | 4503-VZ-DM-T31992001 |  |  |  | 3199-XY-806/3900-DSB-007 | [28 empty] | 3900-DSB-007 |  |  |  |  | 3 | 3
| 3682-FT-210 |  | 3682-FD-210 | FLOW TRANSMITTER - MAG |  |  | AIRH | DCS | Field |  |  |  |  | 230 VAC |  |  | NIS | 4503-WZ-DM-T36822701 |  |  |  | 3682-FT-210/3900-DSB-007 | [28 empty] | 3900-DSB-007 |  |  |  |  | 3 | 4
| 3611-TT-650 |  | 3611-TD-650 | TEMPERATURE TRANSM. - HEAD MOUNT |  |  | AIRH | DCS | Field | [7 empty] | IS | 4503-WZ-DM-T36112701 |  |  |  | 3611-TT-650/3900-DSB-007 | [28 empty] | 3900-DSB-007 |  |  |  |  | 4 | 1
| 3611-XZSC-806 |  | 3611-XD-806 | LIMIT SWITCH - CLOSE |  |  | DIR | DCS | Field | [7 empty] | IS | 4503-WZ-DM-T36112701 |  |  |  | 3611-XZSC-806/3900-DSB-007 | [28 empty] | 3900-DSB-007 |  |  |  |  | 4 | 2
| 3611-XZSO-806 |  | 3611-XD-806 | LIMIT SWITCH - OPEN |  |  | DIR | DCS | Field | [7 empty] | IS | 4503-WZ-DM-T36112701 |  |  |  | 3611-XZSO-806/3900-DSB-007 | [28 empty] | 3900-DSB-007 |  |  |  |  | 4 | 3
| 3611-XZSC-807 |  | 3611-XD-807 | LIMIT SWITCH - CLOSE |  |  | DIR | DCS | Field | [7 empty] | IS | 4503-WZ-DM-T36112701 |  |  |  | 3611-XZSC-807/3900-DSB-007 | [28 empty] | 3900-DSB-007 |  |  |  |  | 4 | 4
| 3611-XZSO-807 |  | 3611-XD-807 | LIMIT SWITCH - OPEN |  |  | DIR | DCS | Field | [7 empty] | IS | 4503-WZ-DM-T36112701 |  |  |  | 3611-XZSO-807/3900-DSB-007 | [28 empty] | 3900-DSB-007 |  |  |  |  | 5 | 1
| 3699-FT-201 |  | 3699-FD-201 | FLOW TRANSMITTER - VORTEX |  |  | AIRH | DCS | Field | [7 empty] | IS | 4503-WZ-DM-T36992004 |  |  |  | 3699-FT-201/3900-DSB-007 | [28 empty] | 3900-DSB-007 |  |  |  |  | 5 | 2
| 3699-FT-212 |  | 3699-FD-212 | FLOW TRANSMITTER - VORTEX |  |  | AIRH | DCS | Field | [7 empty] | IS | 4503-WZ-DM-T36992002 |  |  |  | 3699-FT-212/3900-DSB-007 | [28 empty] | 3900-DSB-007 |  |  |  |  | 5 | 3
| 3699-FT-223 |  | 3699-FD-223 | FLOW TRANSMITTER - VORTEX |  |  | AIRH | DCS | Field | [7 empty] | IS | 4503-WZ-DM-T36992003 |  |  |  | 3699-FT-223/3900-DSB-007 | [28 empty] | 3900-DSB-007 |  |  |  |  | 5 | 4
| 3699-FT-231 |  | 3699-FD-231 | FLOW TRANSMITTER - VORTEX |  |  | AIRH | DCS | Field | [7 empty] | IS | 4503-WZ-DM-T36992003 |  |  |  | 3699-FT-231/3900-DSB-007 | [28 empty] | 3900-DSB-007 |  |  |  |  | 6 | 1
| 3699-FT-236 |  | 3699-FD-236 | FLOW TRANSMITTER - VORTEX |  |  | AIRH | DCS | Field | [7 empty] | IS | 4503-WZ-DM-T36992004 |  |  |  | 3699-FT-236/3900-DSB-007 | [28 empty] | 3900-DSB-007 |  |  |  |  | 6 | 2
| 3699-FT-237 |  | 3699-FD-237 | FLOW TRANSMITTER - VORTEX |  |  | AIRH | DCS | Field | [7 empty] | IS | 4503-WZ-DM-T36992004 |  |  |  | 3699-FT-237/3900-DSB-007 | [28 empty] | 3900-DSB-007 |  |  |  |  | 6 | 3
| 3699-FT-238 |  | 3699-FD-238 | FLOW TRANSMITTER - VORTEX |  |  | AIRH | DCS | Field | [7 empty] | IS | 4503-WZ-DM-T36992004 |  |  |  | 3699-FT-238/3900-DSB-007 | [28 empty] | 3900-DSB-007 |  |  |  |  | 6 | 4
| 3699-FT-250 |  | 3699-FD-250 | FLOW TRANSMITTER - MAG |  |  | AIRH | DCS | Field |  |  |  |  | 230 VAC |  |  | NIS | 4503-WZ-DM-T36992002 |  |  |  | 3699-FT-250/3900-DSB-007 | [28 empty] | 3900-DSB-007 |  |  |  |  | 7 | 1
| SPARE | [49 empty] | 3900-DSB-007 |  |  |  |  | 7 | 2
| SPARE | [49 empty] | 3900-DSB-007 |  |  |  |  | 7 | 3
| SPARE | [49 empty] | 3900-DSB-007 |  |  |  |  | 7 | 4
| 3699-FT-260 |  | 3699-FD-260 | FLOW TRANSMITTER - VORTEX |  |  | AIRH | DCS | Field | [7 empty] | IS | 4503-WZ-DM-T36992002 |  |  |  | 3699-FT-260/3900-DSB-007 | [28 empty] | 3900-DSB-007 |  |  |  |  | 8 | 1
| 3699-PT-401 |  | 3699-PD-401 | PRESSURE TRANSMITTER |  |  | AIRH | DCS | Field | [7 empty] | IS | 4503-WZ-DM-T36992004 |  |  |  | 3699-PT-401/3900-DSB-007 | [28 empty] | 3900-DSB-007 |  |  |  |  | 8 | 2
| 3699-PT-405 |  | 3699-PD-405 | PRESSURE TRANSMITTER |  |  | AIRH | DCS | Field | [7 empty] | IS | 4503-WZ-DM-T36992003 |  |  |  | 3699-PT-405/3900-DSB-007 | [28 empty] | 3900-DSB-007 |  |  |  |  | 8 | 3
| 3699-PT-420 |  | 3699-PD-420 | PRESSURE TRANSMITTER |  |  | AIRH | DCS | Field | [7 empty] | IS | 4503-WZ-DM-T36992002 |  |  |  | 3699-PT-420/3900-DSB-007 | [28 empty] | 3900-DSB-007 |  |  |  |  | 8 | 4
| 3699-PT-428 |  | 3699-PD-428 | PRESSURE TRANSMITTER |  |  | AIRH | DCS | Field | [7 empty] | IS | 4503-WZ-DM-T36992002 |  |  |  | 3699-PT-428/3900-DSB-007 | [28 empty] | 3900-DSB-007 |  |  |  |  | 9 | 1
| 3699-PT-439 |  | 3699-PD-439 | PRESSURE TRANSMITTER |  |  | AIRH | DCS | Field | [7 empty] | IS | 4503-WZ-DM-T36992003 |  |  |  | 3699-PT-439/3900-DSB-007 | [28 empty] | 3900-DSB-007 |  |  |  |  | 9 | 2
| 3699-PT-450 |  | 3699-PD-450 | PRESSURE TRANSMITTER |  |  | AIRH | DCS | Field | [7 empty] | IS | 4503-WZ-DM-T36992002 |  |  |  | 3699-PT-450/3900-DSB-007 | [28 empty] | 3900-DSB-007 |  |  |  |  | 9 | 3
| 3699-PT-453 |  | 3699-PD-453 | PRESSURE TRANSMITTER |  |  | AIRH | DCS | Field | [7 empty] | IS | 4503-WZ-DM-T36992003 |  |  |  | 3699-PT-453/3900-DSB-007 | [28 empty] | 3900-DSB-007 |  |  |  |  | 9 | 4
| 3699-PT-454 |  | 3699-PD-454 | PRESSURE TRANSMITTER |  |  | AIRH | DCS | Field | [7 empty] | IS | 4503-WZ-DM-T36992003 |  |  |  | 3699-PT-454/3900-DSB-007 | [28 empty] | 3900-DSB-007 |  |  |  |  | 10 | 1
| 3699-PT-455 |  | 3699-PD-455 | PRESSURE TRANSMITTER |  |  | AIRH | DCS | Field | [7 empty] | IS | 4503-WZ-DM-T36992003 |  |  |  | 3699-PT-455/3900-DSB-007 | [28 empty] | 3900-DSB-007 |  |  |  |  | 10 | 2
| 3699-PT-458 |  | 3699-PD-458 | PRESSURE TRANSMITTER |  |  | AIRH | DCS | Field | [7 empty] | IS | 4503-WZ-DM-T36992003 |  |  |  | 3699-PT-458/3900-DSB-007 | [28 empty] | 3900-DSB-007 |  |  |  |  | 10 | 3
| 3699-PT-461 |  | 3699-PD-461 | PRESSURE TRANSMITTER |  |  | AIRH | DCS | Field | [7 empty] | IS | 4503-WZ-DM-T36992004 |  |  |  | 3699-PT-461/3900-DSB-007 | [28 empty] | 3900-DSB-007 |  |  |  |  | 10 | 4
| 3699-PT-462 |  | 3699-PD-462 | PRESSURE TRANSMITTER |  |  | AIRH | DCS | Field | [7 empty] | IS | 4503-WZ-DM-T36992004 |  |  |  | 3699-PT-462/3900-DSB-007 | [28 empty] | 3900-DSB-007 |  |  |  |  | 11 | 1
| 3699-PT-463 |  | 3699-PD-463 | PRESSURE TRANSMITTER |  |  | AIRH | DCS | Field | [7 empty] | IS | 4503-WZ-DM-T36992004 |  |  |  | 3699-PT-463/3900-DSB-007 | [28 empty] | 3900-DSB-007 |  |  |  |  | 11 | 2
| 3699-TT-601 |  | 3699-TD-601 | TEMPERATURE TRANSM. - HEAD MOUNT |  |  | AIRH | DCS | Field | [7 empty] | IS | 4503-WZ-DM-T36992004 |  |  |  | 3699-TT-601/3900-DSB-007 | [28 empty] | 3900-DSB-007 |  |  |  |  | 11 | 3
| 3699-TT-619 |  | 3699-TD-619 | TEMPERATURE TRANSM. - HEAD MOUNT |  |  | AIRH | DCS | Field | [7 empty] | IS | 4503-WZ-DM-T36992002 |  |  |  | 3699-TT-619/3900-DSB-007 | [28 empty] | 3900-DSB-007 |  |  |  |  | 11 | 4
| 3699-TT-639 |  | 3699-TD-639 | TEMPERATURE TRANSM. - HEAD MOUNT |  |  | AIRH | DCS | Field | [7 empty] | IS | 4503-WZ-DM-T36992003 |  |  |  | 3699-TT-639/3900-DSB-007 | [28 empty] | 3900-DSB-007 |  |  |  |  | 12 | 1
| 3699-TT-641 |  | 3699-TD-641 | TEMPERATURE TRANSM. - HEAD MOUNT |  |  | AIRH | DCS | Field | [7 empty] | IS | 4503-WZ-DM-T36992003 |  |  |  | 3699-TT-641/3900-DSB-007 | [28 empty] | 3900-DSB-007 |  |  |  |  | 12 | 2
| 3699-TT-650 |  | 3699-TD-650 | TEMPERATURE TRANSM. - HEAD MOUNT |  |  | AIRH | DCS | Field | [7 empty] | IS | 4503-WZ-DM-T36992002 |  |  |  | 3699-TT-650/3900-DSB-007 | [28 empty] | 3900-DSB-007 |  |  |  |  | 12 | 3
| 3699-TT-653 |  | 3699-TD-653 | TEMPERATURE TRANSM. - HEAD MOUNT |  |  | AIRH | DCS | Field | [7 empty] | IS | 4503-WZ-DM-T36992003 |  |  |  | 3699-TT-653/3900-DSB-007 | [28 empty] | 3900-DSB-007 |  |  |  |  | 12 | 4
| 3699-TT-654 |  | 3699-TD-654 | TEMPERATURE TRANSM. - HEAD MOUNT |  |  | AIRH | DCS | Field | [7 empty] | IS | 4503-WZ-DM-T36992003 |  |  |  | 3699-TT-654/3900-DSB-007 | [28 empty] | 3900-DSB-007 |  |  |  |  | 13 | 1
| 3699-TT-655 |  | 3699-TD-655 | TEMPERATURE TRANSM. - HEAD MOUNT |  |  | AIRH | DCS | Field | [7 empty] | IS | 4503-WZ-DM-T36992003 |  |  |  | 3699-TT-655/3900-DSB-007 | [28 empty] | 3900-DSB-007 |  |  |  |  | 13 | 2
| 3699-TT-660 |  | 3699-TD-660 | TEMPERATURE TRANSM. - HEAD MOUNT |  |  | AIRH | DCS | Field | [7 empty] | IS | 4503-WZ-DM-T36992002 |  |  |  | 3699-TT-660/3900-DSB-007 | [28 empty] | 3900-DSB-007 |  |  |  |  | 13 | 3
| 3699-TT-661 |  | 3699-TD-661 | TEMPERATURE TRANSM. - HEAD MOUNT |  |  | AIRH | DCS | Field | [7 empty] | IS | 4503-WZ-DM-T36992004 |  |  |  | 3699-TT-661/3900-DSB-007 | [28 empty] | 3900-DSB-007 |  |  |  |  | 13 | 4
| 3699-TT-662 |  | 3699-TD-662 | TEMPERATURE TRANSM. - HEAD MOUNT |  |  | AIRH | DCS | Field | [7 empty] | IS | 4503-WZ-DM-T36992004 |  |  |  | 3699-TT-662/3900-DSB-007 | [28 empty] | 3900-DSB-007 |  |  |  |  | 14 | 1
| 3699-TT-663 |  | 3699-TD-663 | TEMPERATURE TRANSM. - HEAD MOUNT |  |  | AIRH | DCS | Field | [7 empty] | IS | 4503-WZ-DM-T36992004 |  |  |  | 3699-TT-663/3900-DSB-007 | [28 empty] | 3900-DSB-007 |  |  |  |  | 14 | 2
| 3699-TT-685 |  | 3699-TD-685 | TEMPERATURE TRANSM. - HEAD MOUNT |  |  | AIRH | DCS | Field | [7 empty] | IS | 4503-WZ-DM-T36992003 |  |  |  | 3699-TT-685/3900-DSB-007 | [28 empty] | 3900-DSB-007 |  |  |  |  | 14 | 3
| SPARE | [49 empty] | 3900-DSB-007 |  |  |  |  | 14 | 4
| SPARE | [49 empty] | 3900-DSB-007 |  |  |  |  | 15 | 1
| SPARE | [49 empty] | 3900-DSB-007 |  |  |  |  | 15 | 2
| SPARE | [49 empty] | 3900-DSB-007 |  |  |  |  | 15 | 3
| SPARE | [49 empty] | 3900-DSB-007 |  |  |  |  | 15 | 4
| SPARE | [49 empty] | 3900-DSB-007 |  |  |  |  | 16 | 1
| SPARE | [49 empty] | 3900-DSB-007 |  |  |  |  | 16 | 2
| SPARE | [49 empty] | 3900-DSB-007 |  |  |  |  | 16 | 3
| SPARE | [49 empty] | 3900-DSB-007 |  |  |  |  | 16 | 4
| SPARE | [49 empty] | 3900-DSB-007 |  |  |  |  | 17 | 1
| SPARE | [49 empty] | 3900-DSB-007 |  |  |  |  | 17 | 2
| SPARE | [49 empty] | 3900-DSB-007 |  |  |  |  | 17 | 3
| SPARE | [49 empty] | 3900-DSB-007 |  |  |  |  | 17 | 4
| SPARE | [49 empty] | 3900-DSB-007 |  |  |  |  | 18 | 1
| SPARE | [49 empty] | 3900-DSB-007 |  |  |  |  | 18 | 2
| SPARE | [49 empty] | 3900-DSB-007 |  |  |  |  | 18 | 3
| SPARE | [49 empty] | 3900-DSB-007 |  |  |  |  | 18 | 4
| SPARE | [49 empty] | 3900-DSB-007 |  |  |  |  | 19 | 1
| SPARE | [49 empty] | 3900-DSB-007 |  |  |  |  | 19 | 2
| SPARE | [49 empty] | 3900-DSB-007 |  |  |  |  | 19 | 3
| SPARE | [49 empty] | 3900-DSB-007 |  |  |  |  | 19 | 4
| SPARE | [49 empty] | 3900-DSB-007 |  |  |  |  | 20 | 1
| SPARE | [49 empty] | 3900-DSB-007 |  |  |  |  | 20 | 2
| SPARE | [49 empty] | 3900-DSB-007 |  |  |  |  | 20 | 3
| SPARE | [49 empty] | 3900-DSB-007 |  |  |  |  | 20 | 4
| SPARE | [49 empty] | 3900-DSB-007 |  |  |  |  | 21 | 1
| SPARE | [49 empty] | 3900-DSB-007 |  |  |  |  | 21 | 2
| SPARE | [49 empty] | 3900-DSB-007 |  |  |  |  | 21 | 3
| SPARE | [49 empty] | 3900-DSB-007 |  |  |  |  | 21 | 4
| SPARE | [49 empty] | 3900-DSB-007 |  |  |  |  | 22 | 1
| SPARE | [49 empty] | 3900-DSB-007 |  |  |  |  | 22 | 2
| SPARE | [49 empty] | 3900-DSB-007 |  |  |  |  | 22 | 3
| SPARE | [49 empty] | 3900-DSB-007 |  |  |  |  | 22 | 4
| SPARE | [49 empty] | 3900-DSB-007 |  |  |  |  | 23 | 1
| SPARE | [49 empty] | 3900-DSB-007 |  |  |  |  | 23 | 2
| SPARE | [49 empty] | 3900-DSB-007 |  |  |  |  | 23 | 3
| SPARE | [49 empty] | 3900-DSB-007 |  |  |  |  | 23 | 4
| SPARE | [49 empty] | 3900-DSB-007 |  |  |  |  | 24 | 1
| SPARE | [49 empty] | 3900-DSB-007 |  |  |  |  | 24 | 2
| SPARE | [49 empty] | 3900-DSB-007 |  |  |  |  | 24 | 3
| SPARE | [49 empty] | 3900-DSB-007 |  |  |  |  | 24 | 4
| 3152-FT-210 |  | 3152-FD-210 | FLOW TRANSMITTER - VORTEX |  |  | AIRH | DCS | Field | [7 empty] | IS | 4503-VZ-DM-T31522003 |  |  |  | 3152-FT-210/3900-DSB-008 | [28 empty] | 3900-DSB-008 |  |  |  |  | 1 | 1
| 3152-PY-405A |  | 3152-PD-405 | E/P POSITIONER |  |  | AORH | DCS | Field | [7 empty] | IS | 4503-VZ-DM-T31522012 |  |  |  | 3152-PY-405A/3900-DSB-008 | [28 empty] | 3900-DSB-008 |  |  |  |  | 1 | 2
| 3199-FT-201 |  | 3199-FD-201 | FLOW TRANSMITTER - VORTEX |  |  | AIRH | DCS | Field | [7 empty] | IS | 4503-VZ-DM-T31992002 |  |  |  | 3199-FT-201/3900-DSB-008 | [28 empty] | 3900-DSB-008 |  |  |  |  | 1 | 3
| 3199-FT-202 |  | 3199-FD-202 | FLOW TRANSMITTER - CORIOLIS |  |  | AIRH | DCS | Field |  |  |  |  | 230 VAC |  |  | IS | 4503-VZ-DM-T31992001 |  |  |  | 3199-FT-202/3900-DSB-008 | [28 empty] | 3900-DSB-008 |  |  |  |  | 1 | 4
| 3199-FT-203 |  | 3199-FD-203 | FLOW TRANSMITTER - CORIOLIS |  |  | AIRH | DCS | Field |  |  |  |  | 230 VAC |  |  | IS | 4503-VZ-DM-T31992001 |  |  |  | 3199-FT-203/3900-DSB-008 | [28 empty] | 3900-DSB-008 |  |  |  |  | 2 | 1
| 3199-FT-204 |  | 3199-FD-204 | FLOW TRANSMITTER - CORIOLIS |  |  | AIRH | DCS | Field |  |  |  |  | 230 VAC |  |  | IS | 4503-VZ-DM-T31992001 |  |  |  | 3199-FT-204/3900-DSB-008 | [28 empty] | 3900-DSB-008 |  |  |  |  | 2 | 2
| 3199-FT-205 |  | 3199-FD-205 | FLOW TRANSMITTER - CORIOLIS |  |  | AIRH | DCS | Field |  |  |  |  | 230 VAC |  |  | IS | 4503-VZ-DM-T31992001 |  |  |  | 3199-FT-205/3900-DSB-008 | [28 empty] | 3900-DSB-008 |  |  |  |  | 2 | 3
| 3199-FT-206 |  | 3199-FD-206 | FLOW TRANSMITTER - CORIOLIS |  |  | AIRH | DCS | Field |  |  |  |  | 230 VAC |  |  | IS | 4503-VZ-DM-T31992001 |  |  |  | 3199-FT-206/3900-DSB-008 | [28 empty] | 3900-DSB-008 |  |  |  |  | 2 | 4
| 3199-FT-207 |  | 3199-FD-207 | FLOW TRANSMITTER - CORIOLIS |  |  | AIRH | DCS | Field |  |  |  |  | 230 VAC |  |  | IS | 4503-VZ-DM-T31992002 |  |  |  | 3199-FT-207/3900-DSB-008 | [28 empty] | 3900-DSB-008 |  |  |  |  | 3 | 1
| 3199-FT-210 |  | 3199-FD-210 | FLOW TRANSMITTER - VORTEX |  |  | AIRH | DCS | Field | [7 empty] | IS | 4503-VZ-DM-T31992002 |  |  |  | 3199-FT-210/3900-DSB-008 | [28 empty] | 3900-DSB-008 |  |  |  |  | 3 | 2
| 3199-PT-401 |  | 3199-PD-401 | PRESSURE TRANSMITTER |  |  | AIRH | DCS | Field | [7 empty] | IS | 4503-VZ-DM-T31992002 |  |  |  | 3199-PT-401/3900-DSB-008 | [28 empty] | 3900-DSB-008 |  |  |  |  | 3 | 3
| 3199-PT-402 |  | 3199-PD-402 | PRESSURE TRANSMITTER |  |  | AIRH | DCS | Field | [7 empty] | IS | 4503-VZ-DM-T31992002 |  |  |  | 3199-PT-402/3900-DSB-008 | [28 empty] | 3900-DSB-008 |  |  |  |  | 3 | 4
| 3199-PT-406 |  | 3199-PD-406 | PRESSURE TRANSMITTER |  |  | AIRH | DCS | Field | [7 empty] | IS | 4503-VZ-DM-T31992001 |  |  |  | 3199-PT-406/3900-DSB-008 | [28 empty] | 3900-DSB-008 |  |  |  |  | 4 | 1
| 3199-PT-407 |  | 3199-PD-407 | PRESSURE TRANSMITTER |  |  | AIRH | DCS | Field | [7 empty] | IS | 4503-VZ-DM-T31992001 |  |  |  | 3199-PT-407/3900-DSB-008 | [28 empty] | 3900-DSB-008 |  |  |  |  | 4 | 2
| 3199-PT-408 |  | 3199-PD-408 | PRESSURE TRANSMITTER |  |  | AIRH | DCS | Field | [7 empty] | IS | 4503-VZ-DM-T31992002 |  |  |  | 3199-PT-408/3900-DSB-008 | [28 empty] | 3900-DSB-008 |  |  |  |  | 4 | 3
| 3199-PT-409 |  | 3199-PD-409 | PRESSURE TRANSMITTER |  |  | AIRH | DCS | Field | [7 empty] | IS | 4503-VZ-DM-T31992001 |  |  |  | 3199-PT-409/3900-DSB-008 | [28 empty] | 3900-DSB-008 |  |  |  |  | 4 | 4
| 3199-PT-410 |  | 3199-PD-410 | PRESSURE TRANSMITTER |  |  | AIRH | DCS | Field | [7 empty] | IS | 4503-VZ-DM-T31992001 |  |  |  | 3199-PT-410/3900-DSB-008 | [28 empty] | 3900-DSB-008 |  |  |  |  | 5 | 1
| 3199-PT-411 |  | 3199-PD-411 | PRESSURE TRANSMITTER |  |  | AIRH | DCS | Field | [7 empty] | IS | 4503-VZ-DM-T31992001 |  |  |  | 3199-PT-411/3900-DSB-008 | [28 empty] | 3900-DSB-008 |  |  |  |  | 5 | 2
| 3199-PT-445 |  | 3199-PD-445 | PRESSURE TRANSMITTER |  |  | AIRH | DCS | Field | [7 empty] | IS | 4503-VZ-DM-T31992001 |  |  |  | 3199-PT-445/3900-DSB-008 | [28 empty] | 3900-DSB-008 |  |  |  |  | 5 | 3
| 3199-TT-601 |  | 3199-TD-601 | TEMPERATURE TRANSM. - HEAD MOUNT |  |  | AIRH | DCS | Field | [7 empty] | IS | 4503-VZ-DM-T31992002 |  |  |  | 3199-TT-601/3900-DSB-008 | [28 empty] | 3900-DSB-008 |  |  |  |  | 5 | 4
| 3199-TT-602 |  | 3199-TD-602 | TEMPERATURE TRANSM. - HEAD MOUNT |  |  | AIRH | DCS | Field | [7 empty] | IS | 4503-VZ-DM-T31992002 |  |  |  | 3199-TT-602/3900-DSB-008 | [28 empty] | 3900-DSB-008 |  |  |  |  | 6 | 1
| 3199-TT-606 |  | 3199-TD-606 | TEMPERATURE TRANSM. - HEAD MOUNT |  |  | AIRH | DCS | Field | [7 empty] | IS | 4503-VZ-DM-T31992001 |  |  |  | 3199-TT-606/3900-DSB-008 | [28 empty] | 3900-DSB-008 |  |  |  |  | 6 | 2
| 3199-TT-607 |  | 3199-TD-607 | TEMPERATURE TRANSM. - HEAD MOUNT |  |  | AIRH | DCS | Field | [7 empty] | IS | 4503-VZ-DM-T31992002 |  |  |  | 3199-TT-607/3900-DSB-008 | [28 empty] | 3900-DSB-008 |  |  |  |  | 6 | 3
| 3199-TT-608 |  | 3199-TD-608 | TEMPERATURE TRANSM. - HEAD MOUNT |  |  | AIRH | DCS | Field | [7 empty] | IS | 4503-VZ-DM-T31992001 |  |  |  | 3199-TT-608/3900-DSB-008 | [28 empty] | 3900-DSB-008 |  |  |  |  | 6 | 4
| 3199-TT-610 |  | 3199-TD-610 | TEMPERATURE TRANSM. - HEAD MOUNT |  |  | AIRH | DCS | Field | [7 empty] | IS | 4503-VZ-DM-T31992001 |  |  |  | 3199-TT-610/3900-DSB-008 | [28 empty] | 3900-DSB-008 |  |  |  |  | 7 | 1
| 3199-TT-645 |  | 3199-TD-645 | TEMPERATURE TRANSM. - HEAD MOUNT |  |  | AIRH | DCS | Field | [7 empty] | IS | 4503-VZ-DM-T31992001 |  |  |  | 3199-TT-645/3900-DSB-008 | [28 empty] | 3900-DSB-008 |  |  |  |  | 7 | 2
| 3199-TT-657 |  | 3199-TD-657 | TEMPERATURE TRANSM. - HEAD MOUNT |  |  | AIRH | DCS | Field | [7 empty] | IS | 4503-VZ-DM-T31992001 |  |  |  | 3199-TT-657/3900-DSB-008 | [28 empty] | 3900-DSB-008 |  |  |  |  | 7 | 3
| 3199-TT-658 |  | 3199-TD-658 | TEMPERATURE TRANSM. - HEAD MOUNT |  |  | AIRH | DCS | Field | [7 empty] | IS | 4503-VZ-DM-T31992001 |  |  |  | 3199-TT-658/3900-DSB-008 | [28 empty] | 3900-DSB-008 |  |  |  |  | 7 | 4
| 3199-XZSC-806 |  | 3199-XD-806 | LIMIT SWITCH - CLOSE |  |  | DIR | DCS | Field | [7 empty] | IS | 4503-VZ-DM-T31992001 |  |  |  | 3199-XZSC-806/3900-DSB-008 | [28 empty] | 3900-DSB-008 |  |  |  |  | 8 | 1
| 3199-XZSO-806 |  | 3199-XD-806 | LIMIT SWITCH - OPEN |  |  | DIR | DCS | Field | [7 empty] | IS | 4503-VZ-DM-T31992001 |  |  |  | 3199-XZSO-806/3900-DSB-008 | [28 empty] | 3900-DSB-008 |  |  |  |  | 8 | 2
| 3199-XHY-806 |  | 3199-XD-806 | PST DEVICE |  |  | AORH | DCS | Field | [7 empty] | IS | 4503-VZ-DM-T31992001 |  |  |  | 3199-XHY-806/3900-DSB-008 | [28 empty] | 3900-DSB-008 |  |  |  |  | 8 | 3
| 3682-PT-430 |  | 3682-PD-430 | PRESSURE TRANSMITTER |  |  | AIRH | DCS | Field | [7 empty] | IS | 4503-WZ-DM-T36822701 |  |  |  | 3682-PT-430/3900-DSB-008 | [28 empty] | 3900-DSB-008 |  |  |  |  | 8 | 4
| 3699-FT-209 |  | 3699-FD-209 | FLOW TRANSMITTER - VORTEX |  |  | AIRH | DCS | Field | [7 empty] | IS | 4503-WZ-DM-T36992001 |  |  |  | 3699-FT-209/3900-DSB-008 | [28 empty] | 3900-DSB-008 |  |  |  |  | 9 | 1
| 3699-FT-210 |  | 3699-FD-210 | FLOW TRANSMITTER - VORTEX |  |  | AIRH | DCS | Field | [7 empty] | IS | 4503-WZ-DM-T36992001 |  |  |  | 3699-FT-210/3900-DSB-008 | [28 empty] | 3900-DSB-008 |  |  |  |  | 9 | 2
| 3699-FT-214 |  | 3699-FD-214 | FLOW TRANSMITTER - VORTEX |  |  | AIRH | DCS | Field | [7 empty] | IS | 4503-WZ-DM-T36992001 |  |  |  | 3699-FT-214/3900-DSB-008 | [28 empty] | 3900-DSB-008 |  |  |  |  | 9 | 3
| 3699-FT-215 |  | 3699-FD-215 | FLOW TRANSMITTER - VORTEX |  |  | AIRH | DCS | Field | [7 empty] | IS | 4503-WZ-DM-T36992001 |  |  |  | 3699-FT-215/3900-DSB-008 | [28 empty] | 3900-DSB-008 |  |  |  |  | 9 | 4
| 3699-FT-216 |  | 3699-FD-216 | FLOW TRANSMITTER - VORTEX |  |  | AIRH | DCS | Field | [7 empty] | IS | 4503-WZ-DM-T36992001 |  |  |  | 3699-FT-216/3900-DSB-008 | [28 empty] | 3900-DSB-008 |  |  |  |  | 10 | 1
| 3699-PT-413 |  | 3699-PD-413 | PRESSURE TRANSMITTER |  |  | AIRH | DCS | Field | [7 empty] | IS | 4503-WZ-DM-T36992001 |  |  |  | 3699-PT-413/3900-DSB-008 | [28 empty] | 3900-DSB-008 |  |  |  |  | 10 | 2
| 3699-PY-413 |  | 3699-PD-413 | E/P POSITIONER |  |  | AORH | DCS | Field | [7 empty] | IS | 4503-WZ-DM-T36992001 |  |  |  | 3699-PY-413/3900-DSB-008 | [28 empty] | 3900-DSB-008 |  |  |  |  | 10 | 3
| 3699-PT-415 |  | 3699-PD-415 | PRESSURE TRANSMITTER |  |  | AIRH | DCS | Field | [7 empty] | IS | 4503-WZ-DM-T36992001 |  |  |  | 3699-PT-415/3900-DSB-008 | [28 empty] | 3900-DSB-008 |  |  |  |  | 10 | 4
| 3699-PT-416 |  | 3699-PD-416 | PRESSURE TRANSMITTER |  |  | AIRH | DCS | Field | [7 empty] | IS | 4503-WZ-DM-T36992001 |  |  |  | 3699-PT-416/3900-DSB-008 | [28 empty] | 3900-DSB-008 |  |  |  |  | 11 | 1
| 3699-PT-417 |  | 3699-PD-417 | PRESSURE TRANSMITTER |  |  | AIRH | DCS | Field | [7 empty] | IS | 4503-WZ-DM-T36992001 |  |  |  | 3699-PT-417/3900-DSB-008 | [28 empty] | 3900-DSB-008 |  |  |  |  | 11 | 2
| 3699-PT-418 |  | 3699-PD-418 | PRESSURE TRANSMITTER |  |  | AIRH | DCS | Field | [7 empty] | IS | 4503-WZ-DM-T36992001 |  |  |  | 3699-PT-418/3900-DSB-008 | [28 empty] | 3900-DSB-008 |  |  |  |  | 11 | 3
| 3699-PY-418 |  | 3699-PD-418 | E/P POSITIONER |  |  | AORH | DCS | Field | [7 empty] | IS | 4503-WZ-DM-T36992001 |  |  |  | 3699-PY-418/3900-DSB-008 | [28 empty] | 3900-DSB-008 |  |  |  |  | 11 | 4
| 3699-PT-419 |  | 3699-PD-419 | PRESSURE TRANSMITTER |  |  | AIRH | DCS | Field | [7 empty] | IS | 4503-WZ-DM-T36992001 |  |  |  | 3699-PT-419/3900-DSB-008 | [28 empty] | 3900-DSB-008 |  |  |  |  | 12 | 1
| 3699-PT-480 |  | 3699-PD-480 | PRESSURE TRANSMITTER |  |  | AIRH | DCS | Field | [7 empty] | IS | 4503-WZ-DM-T36992001 |  |  |  | 3699-PT-480/3900-DSB-008 | [28 empty] | 3900-DSB-008 |  |  |  |  | 12 | 2
| 3699-TT-614 |  | 3699-TD-614 | TEMPERATURE TRANSM. - HEAD MOUNT |  |  | AIRH | DCS | Field | [7 empty] | IS | 4503-WZ-DM-T36992001 |  |  |  | 3699-TT-614/3900-DSB-008 | [28 empty] | 3900-DSB-008 |  |  |  |  | 12 | 3
| 3699-TT-616 |  | 3699-TD-616 | TEMPERATURE TRANSM. - HEAD MOUNT |  |  | AIRH | DCS | Field | [7 empty] | IS | 4503-WZ-DM-T36992001 |  |  |  | 3699-TT-616/3900-DSB-008 | [28 empty] | 3900-DSB-008 |  |  |  |  | 12 | 4
| 3699-TT-622 |  | 3699-TD-622 | TEMPERATURE TRANSM. - HEAD MOUNT |  |  | AIRH | DCS | Field | [7 empty] | IS | 4503-WZ-DM-T36992001 |  |  |  | 3699-TT-622/3900-DSB-008 | [28 empty] | 3900-DSB-008 |  |  |  |  | 13 | 1
| 3699-TT-623 |  | 3699-TD-623 | TEMPERATURE TRANSM. - HEAD MOUNT |  |  | AIRH | DCS | Field | [7 empty] | IS | 4503-WZ-DM-T36992001 |  |  |  | 3699-TT-623/3900-DSB-008 | [28 empty] | 3900-DSB-008 |  |  |  |  | 13 | 2
| 3699-TT-624 |  | 3699-TD-624 | TEMPERATURE TRANSM. - HEAD MOUNT |  |  | AIRH | DCS | Field | [7 empty] | IS | 4503-WZ-DM-T36992001 |  |  |  | 3699-TT-624/3900-DSB-008 | [28 empty] | 3900-DSB-008 |  |  |  |  | 13 | 3
| 3699-XZSC-801 |  | 3699-XD-801 | LIMIT SWITCH - CLOSE |  |  | DIR | DCS | Field | [7 empty] | IS | 4503-WZ-DM-T36992001 |  |  |  | 3699-XZSC-801/3900-DSB-008 | [28 empty] | 3900-DSB-008 |  |  |  |  | 13 | 4
| 3699-XZSO-801 |  | 3699-XD-801 | LIMIT SWITCH - OPEN |  |  | DIR | DCS | Field | [7 empty] | IS | 4503-WZ-DM-T36992001 |  |  |  | 3699-XZSO-801/3900-DSB-008 | [28 empty] | 3900-DSB-008 |  |  |  |  | 14 | 1
| 3699-XZSC-802 |  | 3699-XD-802 | LIMIT SWITCH - CLOSE |  |  | DIR | DCS | Field | [7 empty] | IS | 4503-WZ-DM-T36992001 |  |  |  | 3699-XZSC-802/3900-DSB-008 | [28 empty] | 3900-DSB-008 |  |  |  |  | 14 | 2
| 3699-XZSO-802 |  | 3699-XD-802 | LIMIT SWITCH - OPEN |  |  | DIR | DCS | Field | [7 empty] | IS | 4503-WZ-DM-T36992001 |  |  |  | 3699-XZSO-802/3900-DSB-008 | [28 empty] | 3900-DSB-008 |  |  |  |  | 14 | 3
| SPARE | [49 empty] | 3900-DSB-008 |  |  |  |  | 14 | 4
| SPARE | [49 empty] | 3900-DSB-008 |  |  |  |  | 15 | 1
| SPARE | [49 empty] | 3900-DSB-008 |  |  |  |  | 15 | 2
| SPARE | [49 empty] | 3900-DSB-008 |  |  |  |  | 15 | 3
| SPARE | [49 empty] | 3900-DSB-008 |  |  |  |  | 15 | 4
| SPARE | [49 empty] | 3900-DSB-008 |  |  |  |  | 16 | 1
| SPARE | [49 empty] | 3900-DSB-008 |  |  |  |  | 16 | 2
| SPARE | [49 empty] | 3900-DSB-008 |  |  |  |  | 16 | 3
| SPARE | [49 empty] | 3900-DSB-008 |  |  |  |  | 16 | 4
| SPARE | [49 empty] | 3900-DSB-008 |  |  |  |  | 17 | 1
| SPARE | [49 empty] | 3900-DSB-008 |  |  |  |  | 17 | 2
| SPARE | [49 empty] | 3900-DSB-008 |  |  |  |  | 17 | 3
| SPARE | [49 empty] | 3900-DSB-008 |  |  |  |  | 17 | 4
| SPARE | [49 empty] | 3900-DSB-008 |  |  |  |  | 18 | 1
| SPARE | [49 empty] | 3900-DSB-008 |  |  |  |  | 18 | 2
| SPARE | [49 empty] | 3900-DSB-008 |  |  |  |  | 18 | 3
| SPARE | [49 empty] | 3900-DSB-008 |  |  |  |  | 18 | 4
| SPARE | [49 empty] | 3900-DSB-008 |  |  |  |  | 19 | 1
| SPARE | [49 empty] | 3900-DSB-008 |  |  |  |  | 19 | 2
| SPARE | [49 empty] | 3900-DSB-008 |  |  |  |  | 19 | 3
| SPARE | [49 empty] | 3900-DSB-008 |  |  |  |  | 19 | 4
| SPARE | [49 empty] | 3900-DSB-008 |  |  |  |  | 20 | 1
| SPARE | [49 empty] | 3900-DSB-008 |  |  |  |  | 20 | 2
| SPARE | [49 empty] | 3900-DSB-008 |  |  |  |  | 20 | 3
| SPARE | [49 empty] | 3900-DSB-008 |  |  |  |  | 20 | 4
| SPARE | [49 empty] | 3900-DSB-008 |  |  |  |  | 21 | 1
| SPARE | [49 empty] | 3900-DSB-008 |  |  |  |  | 21 | 2
| SPARE | [49 empty] | 3900-DSB-008 |  |  |  |  | 21 | 3
| SPARE | [49 empty] | 3900-DSB-008 |  |  |  |  | 21 | 4
| SPARE | [49 empty] | 3900-DSB-008 |  |  |  |  | 22 | 1
| SPARE | [49 empty] | 3900-DSB-008 |  |  |  |  | 22 | 2
| SPARE | [49 empty] | 3900-DSB-008 |  |  |  |  | 22 | 3
| SPARE | [49 empty] | 3900-DSB-008 |  |  |  |  | 22 | 4
| SPARE | [49 empty] | 3900-DSB-008 |  |  |  |  | 23 | 1
| SPARE | [49 empty] | 3900-DSB-008 |  |  |  |  | 23 | 2
| SPARE | [49 empty] | 3900-DSB-008 |  |  |  |  | 23 | 3
| SPARE | [49 empty] | 3900-DSB-008 |  |  |  |  | 23 | 4
| SPARE | [49 empty] | 3900-DSB-008 |  |  |  |  | 24 | 1
| SPARE | [49 empty] | 3900-DSB-008 |  |  |  |  | 24 | 2
| SPARE | [49 empty] | 3900-DSB-008 |  |  |  |  | 24 | 3
| SPARE | [49 empty] | 3900-DSB-008 |  |  |  |  | 24 | 4
| 3140-FY-223A |  | 3140-FD-223 | E/P POSITIONER |  |  | AORH | DCS | Field | [7 empty] | IS | 4503-VZ-DM-T31402016 |  |  | 3140-FD-223_G1 | 3140-FY-223A/3900-DSB-009 | [28 empty] | 3900-DSB-009 |  |  |  |  | 1 | 1
| 3140-TT-601B |  | 3140-TD-601B | TEMPERATURE TRANSM. - HEAD MOUNT |  |  | AIRH | DCS | Field | [7 empty] | IS | 4503-VZ-DM-T31402006 | 31-R-4001 |  | 3140-TD-601_G1 | 3140-TT-601B/3900-DSB-009 | [28 empty] | 3900-DSB-009 |  |  |  |  | 1 | 2
| 3140-TT-602A |  | 3140-TD-602A | TEMPERATURE TRANSM. - HEAD MOUNT |  |  | AIRH | DCS | Field | [7 empty] | IS | 4503-VZ-DM-T31402006 | 31-R-4001 |  | 3140-TD-602_G1 | 3140-TT-602A/3900-DSB-009 | [28 empty] | 3900-DSB-009 |  |  |  |  | 1 | 3
| 3140-TT-605A |  | 3140-TD-605A | TEMPERATURE TRANSM. - HEAD MOUNT |  |  | AIRH | DCS | Field | [7 empty] | IS | 4503-VZ-DM-T31402006 | 31-R-4001 |  | 3140-TD-605_G1 | 3140-TT-605A/3900-DSB-009 | [28 empty] | 3900-DSB-009 |  |  |  |  | 1 | 4
| 3140-FY-223B |  | 3140-FD-223 | E/P POSITIONER |  |  | AORH | DCS | Field | [7 empty] | IS | 4503-VZ-DM-T31402016 |  |  | 3140-FD-223_G2 | 3140-FY-223B/3900-DSB-009 | [28 empty] | 3900-DSB-009 |  |  |  |  | 2 | 1
| 3140-TT-601C |  | 3140-TD-601C | TEMPERATURE TRANSM. - HEAD MOUNT |  |  | AIRH | DCS | Field | [7 empty] | IS | 4503-VZ-DM-T31402006 | 31-R-4001 |  | 3140-TD-601_G2 | 3140-TT-601C/3900-DSB-009 | [28 empty] | 3900-DSB-009 |  |  |  |  | 2 | 2
| 3140-TT-602B |  | 3140-TD-602B | TEMPERATURE TRANSM. - HEAD MOUNT |  |  | AIRH | DCS | Field | [7 empty] | IS | 4503-VZ-DM-T31402006 | 31-R-4001 |  | 3140-TD-602_G2 | 3140-TT-602B/3900-DSB-009 | [28 empty] | 3900-DSB-009 |  |  |  |  | 2 | 3
| 3140-TT-605B |  | 3140-TD-605B | TEMPERATURE TRANSM. - HEAD MOUNT |  |  | AIRH | DCS | Field | [7 empty] | IS | 4503-VZ-DM-T31402006 | 31-R-4001 |  | 3140-TD-605_G2 | 3140-TT-605B/3900-DSB-009 | [28 empty] | 3900-DSB-009 |  |  |  |  | 2 | 4
| 3140-TT-601S |  | 3140-TD-601S | TEMPERATURE TRANSM. - HEAD MOUNT |  |  | AIRH | DCS | Field | [7 empty] | IS | 4503-VZ-DM-T31402006 | 31-R-4001 |  | 3140-TD-601_G17 | 3140-TT-601S/3900-DSB-009 | [28 empty] | 3900-DSB-009 |  |  |  |  | 3 | 1
| 3140-ET-907 |  | 3140-ED-907 | VOLTAGE TRANSMITTER |  |  | AIRH | DCS | Field |  |  |  |  | 230 VAC |  |  | IS | 4503-VZ-DM-T31402007 | 31-R-4001 |  |  | 3140-ET-907/3900-DSB-009 | [28 empty] | 3900-DSB-009 |  |  |  |  | 3 | 2
| 3140-FT-223 |  | 3140-FD-223 | FLOW TRANSMITTER - CORIOLIS |  |  | AIRH | DCS | Field |  |  |  |  | 230 VAC |  |  | IS | 4503-VZ-DM-T31402016 |  |  |  | 3140-FT-223/3900-DSB-009 | [28 empty] | 3900-DSB-009 |  |  |  |  | 3 | 3
| 3140-FT-246 |  | 3140-FD-246 | FLOW TRANSMITTER - VORTEX |  |  | AIRH | DCS | Field | [7 empty] | IS | 4503-VZ-DM-T31402006 |  |  |  | 3140-FT-246/3900-DSB-009 | [28 empty] | 3900-DSB-009 |  |  |  |  | 3 | 4
| 3140-TT-601D |  | 3140-TD-601D | TEMPERATURE TRANSM. - HEAD MOUNT |  |  | AIRH | DCS | Field | [7 empty] | IS | 4503-VZ-DM-T31402006 | 31-R-4001 |  | 3140-TD-601_G3 | 3140-TT-601D/3900-DSB-009 | [28 empty] | 3900-DSB-009 |  |  |  |  | 4 | 1
| 3140-TT-602C |  | 3140-TD-602C | TEMPERATURE TRANSM. - HEAD MOUNT |  |  | AIRH | DCS | Field | [7 empty] | IS | 4503-VZ-DM-T31402006 | 31-R-4001 |  | 3140-TD-602_G3 | 3140-TT-602C/3900-DSB-009 | [28 empty] | 3900-DSB-009 |  |  |  |  | 4 | 2
| 3140-TT-605C |  | 3140-TD-605C | TEMPERATURE TRANSM. - HEAD MOUNT |  |  | AIRH | DCS | Field | [7 empty] | IS | 4503-VZ-DM-T31402006 | 31-R-4001 |  | 3140-TD-605_G3 | 3140-TT-605C/3900-DSB-009 | [28 empty] | 3900-DSB-009 |  |  |  |  | 4 | 3
| 3140-LT-301 |  | 3140-LD-301 | LEVEL TRANSMITTER - dP |  |  | AIRH | DCS | Field | [7 empty] | IS | 4503-VZ-DM-T31402007 | 31-R-4001 |  |  | 3140-LT-301/3900-DSB-009 | [28 empty] | 3900-DSB-009 |  |  |  |  | 4 | 4
| 3140-TT-601E |  | 3140-TD-601E | TEMPERATURE TRANSM. - HEAD MOUNT |  |  | AIRH | DCS | Field | [7 empty] | IS | 4503-VZ-DM-T31402006 | 31-R-4001 |  | 3140-TD-601_G4 | 3140-TT-601E/3900-DSB-009 | [28 empty] | 3900-DSB-009 |  |  |  |  | 5 | 1
| 3140-TT-602D |  | 3140-TD-602D | TEMPERATURE TRANSM. - HEAD MOUNT |  |  | AIRH | DCS | Field | [7 empty] | IS | 4503-VZ-DM-T31402006 | 31-R-4001 |  | 3140-TD-602_G4 | 3140-TT-602D/3900-DSB-009 | [28 empty] | 3900-DSB-009 |  |  |  |  | 5 | 2
| 3140-TT-605D |  | 3140-TD-605D | TEMPERATURE TRANSM. - HEAD MOUNT |  |  | AIRH | DCS | Field | [7 empty] | IS | 4503-VZ-DM-T31402006 | 31-R-4001 |  | 3140-TD-605_G4 | 3140-TT-605D/3900-DSB-009 | [28 empty] | 3900-DSB-009 |  |  |  |  | 5 | 3
| 3140-LT-302 |  | 3140-LD-302 | LEVEL TRANSMITTER - dP |  |  | AIRH | DCS | Field | [7 empty] | IS | 4503-VZ-DM-T31402007 | 31-R-4001 |  |  | 3140-LT-302/3900-DSB-009 | [28 empty] | 3900-DSB-009 |  |  |  |  | 5 | 4
| 3140-TT-601F |  | 3140-TD-601F | TEMPERATURE TRANSM. - HEAD MOUNT |  |  | AIRH | DCS | Field | [7 empty] | IS | 4503-VZ-DM-T31402006 | 31-R-4001 |  | 3140-TD-601_G5 | 3140-TT-601F/3900-DSB-009 | [28 empty] | 3900-DSB-009 |  |  |  |  | 6 | 1
| 3140-TT-602E |  | 3140-TD-602E | TEMPERATURE TRANSM. - HEAD MOUNT |  |  | AIRH | DCS | Field | [7 empty] | IS | 4503-VZ-DM-T31402006 | 31-R-4001 |  | 3140-TD-602_G5 | 3140-TT-602E/3900-DSB-009 | [28 empty] | 3900-DSB-009 |  |  |  |  | 6 | 2
| 3140-PDT-450 |  | 3140-PD-450 | PRESSURE DIFFERENTIAL TRANSMITTER |  |  | AIRH | DCS | Field | [7 empty] | IS | 4503-VZ-DM-T31402007 | 31-R-4001 |  |  | 3140-PDT-450/3900-DSB-009 | [28 empty] | 3900-DSB-009 |  |  |  |  | 6 | 3
| 3140-PDT-451A |  | 3140-PD-451 | PRESSURE DIFFERENTIAL TRANSMITTER |  |  | AIRH | DCS | Field | [7 empty] | IS | 4503-VZ-DM-T31402007 | 31-R-4001 |  |  | 3140-PDT-451A/3900-DSB-009 | [28 empty] | 3900-DSB-009 |  |  |  |  | 6 | 4
| 3140-TT-601G |  | 3140-TD-601G | TEMPERATURE TRANSM. - HEAD MOUNT |  |  | AIRH | DCS | Field | [7 empty] | IS | 4503-VZ-DM-T31402006 | 31-R-4001 |  | 3140-TD-601_G6 | 3140-TT-601G/3900-DSB-009 | [28 empty] | 3900-DSB-009 |  |  |  |  | 7 | 1
| 3140-TT-602F |  | 3140-TD-602F | TEMPERATURE TRANSM. - HEAD MOUNT |  |  | AIRH | DCS | Field | [7 empty] | IS | 4503-VZ-DM-T31402006 | 31-R-4001 |  | 3140-TD-602_G6 | 3140-TT-602F/3900-DSB-009 | [28 empty] | 3900-DSB-009 |  |  |  |  | 7 | 2
| 3140-PDT-452 |  | 3140-PD-452 | PRESSURE DIFFERENTIAL TRANSMITTER |  |  | AIRH | DCS | Field | [7 empty] | IS | 4503-VZ-DM-T31402007 | 31-R-4001 |  |  | 3140-PDT-452/3900-DSB-009 | [28 empty] | 3900-DSB-009 |  |  |  |  | 7 | 3
| 3140-PDT-454 |  | 3140-PD-454 | PRESSURE DIFFERENTIAL TRANSMITTER |  |  | AIRH | DCS | Field | [7 empty] | IS | 4503-VZ-DM-T31402007 | 31-R-4001 |  |  | 3140-PDT-454/3900-DSB-009 | [28 empty] | 3900-DSB-009 |  |  |  |  | 7 | 4
| 3140-TT-601H |  | 3140-TD-601H | TEMPERATURE TRANSM. - HEAD MOUNT |  |  | AIRH | DCS | Field | [7 empty] | IS | 4503-VZ-DM-T31402006 | 31-R-4001 |  | 3140-TD-601_G7 | 3140-TT-601H/3900-DSB-009 | [28 empty] | 3900-DSB-009 |  |  |  |  | 8 | 1
| 3140-TT-602G |  | 3140-TD-602G | TEMPERATURE TRANSM. - HEAD MOUNT |  |  | AIRH | DCS | Field | [7 empty] | IS | 4503-VZ-DM-T31402006 | 31-R-4001 |  | 3140-TD-602_G7 | 3140-TT-602G/3900-DSB-009 | [28 empty] | 3900-DSB-009 |  |  |  |  | 8 | 2
| 3140-PT-456 |  | 3140-PD-456 | PRESSURE TRANSM. - DIAPH. WITH CAPILLARY |  |  | AIRH | DCS | Field | [7 empty] | IS | 4503-VZ-DM-T31402004 |  |  |  | 3140-PT-456/3900-DSB-009 | [28 empty] | 3900-DSB-009 |  |  |  |  | 8 | 3
| 3140-PT-503 |  | 3140-PD-456 | PRESSURE TRANSMITTER |  |  | AIRH | DCS | Field | [7 empty] | IS | 4503-VZ-DM-T31402004 | 3140-PV-456 |  |  | 3140-PT-503/3900-DSB-009 | [28 empty] | 3900-DSB-009 |  |  |  |  | 8 | 4
| 3140-TT-601J |  | 3140-TD-601J | TEMPERATURE TRANSM. - HEAD MOUNT |  |  | AIRH | DCS | Field | [7 empty] | IS | 4503-VZ-DM-T31402006 | 31-R-4001 |  | 3140-TD-601_G9 | 3140-TT-601J/3900-DSB-009 | [28 empty] | 3900-DSB-009 |  |  |  |  | 9 | 1
| 3140-PDT-457 |  | 3140-PD-457 | PRESSURE DIFFERENTIAL TRANSMITTER |  |  | AIRH | DCS | Field | [7 empty] | IS | 4503-VZ-DM-T31402002 |  |  |  | 3140-PDT-457/3900-DSB-009 | [28 empty] | 3900-DSB-009 |  |  |  |  | 9 | 2
| 3140-PT-460 |  | 3140-PD-460 | PRESSURE TRANSMITTER |  |  | AIRH | DCS | Field | [7 empty] | IS | 4503-VZ-DM-T31402007 | 31-R-4001 |  |  | 3140-PT-460/3900-DSB-009 | [28 empty] | 3900-DSB-009 |  |  |  |  | 9 | 3
| 3140-TT-603 |  | 3140-TD-603 | TEMPERATURE TRANSM. - HEAD MOUNT |  |  | AIRH | DCS | Field | [7 empty] | IS | 4503-VZ-DM-T31402006 | 31-R-4001 |  |  | 3140-TT-603/3900-DSB-009 | [28 empty] | 3900-DSB-009 |  |  |  |  | 9 | 4
| 3140-TT-601K |  | 3140-TD-601K | TEMPERATURE TRANSM. - HEAD MOUNT |  |  | AIRH | DCS | Field | [7 empty] | IS | 4503-VZ-DM-T31402006 | 31-R-4001 |  | 3140-TD-601_G10 | 3140-TT-601K/3900-DSB-009 | [28 empty] | 3900-DSB-009 |  |  |  |  | 10 | 1
| 3140-TT-604A |  | 3140-TD-604A | TEMPERATURE TRANSM. - HEAD MOUNT |  |  | AIRH | DCS | Field | [7 empty] | IS | 4503-VZ-DM-T31402006 | 31-R-4001 |  |  | 3140-TT-604A/3900-DSB-009 | [28 empty] | 3900-DSB-009 |  |  |  |  | 10 | 2
| 3140-PDT-411 |  | 3140-WD-906 | PRESSURE DIFFERENTIAL TRANSMITTER |  |  | AIRH | DCS | Field |  |  |  |  | 230 VAC |  |  | IS | 4503-VZ-DM-T31402007 |  |  |  | 3140-WT-906/3900-DSB-009 | [28 empty] | 3900-DSB-009 |  |  |  |  | 10 | 3
| 3140-PT-508 |  | 3140-XD-803 | PRESSURE TRANSMITTER |  |  | AIRH | DCS | Field | [7 empty] | IS | 4503-VZ-DM-T31402004 | 3140-XV-803 |  |  | 3140-PT-508/3900-DSB-009 | [28 empty] | 3900-DSB-009 |  |  |  |  | 10 | 4
| 3140-TT-601L |  | 3140-TD-601L | TEMPERATURE TRANSM. - HEAD MOUNT |  |  | AIRH | DCS | Field | [7 empty] | IS | 4503-VZ-DM-T31402006 | 31-R-4001 |  | 3140-TD-601_G11 | 3140-TT-601L/3900-DSB-009 | [28 empty] | 3900-DSB-009 |  |  |  |  | 11 | 1
| 3143-TIT-605 |  | 3143-TD-605 | TEMPERATURE IND. TRANSM. - REMOTE MOUNT |  |  | AIRH | DCS | Field | [7 empty] | IS | 4503-VZ-DM-T31432003 | 31-V-4356 |  |  | 3143-TIT-605/3900-DSB-009 | [28 empty] | 3900-DSB-009 |  |  |  |  | 11 | 2
| 3144-FT-207 |  | 3144-FD-207 | FLOW TRANSMITTER - CORIOLIS |  |  | AIRH | DCS | Field |  |  |  |  | 230 VAC |  |  | IS | 4503-VZ-DM-T31442007 |  |  |  | 3144-FT-207/3900-DSB-009 | [28 empty] | 3900-DSB-009 |  |  |  |  | 11 | 3
| 3144-FT-208 |  | 3144-FD-208 | FLOW TRANSMITTER - CORIOLIS |  |  | AIRH | DCS | Field |  |  |  |  | 230 VAC |  |  | IS | 4503-VZ-DM-T31442007 |  |  |  | 3144-FT-208/3900-DSB-009 | [28 empty] | 3900-DSB-009 |  |  |  |  | 11 | 4
| 3140-TT-601M |  | 3140-TD-601M | TEMPERATURE TRANSM. - HEAD MOUNT |  |  | AIRH | DCS | Field | [7 empty] | IS | 4503-VZ-DM-T31402006 | 31-R-4001 |  | 3140-TD-601_G12 | 3140-TT-601M/3900-DSB-009 | [28 empty] | 3900-DSB-009 |  |  |  |  | 12 | 1
| 3144-FT-210 |  | 3144-FD-210 | FLOW TRANSMITTER - CORIOLIS |  |  | AIRH | DCS | Field |  |  |  |  | 230 VAC |  |  | IS | 4503-VZ-DM-T31442007 |  |  |  | 3144-FT-210/3900-DSB-009 | [28 empty] | 3900-DSB-009 |  |  |  |  | 12 | 2
| 3144-FT-211 |  | 3144-FD-211 | FLOW TRANSMITTER - CORIOLIS |  |  | AIRH | DCS | Field |  |  |  |  | 230 VAC |  |  | IS | 4503-VZ-DM-T31442007 |  |  |  | 3144-FT-211/3900-DSB-009 | [28 empty] | 3900-DSB-009 |  |  |  |  | 12 | 3
| 3144-FT-212 |  | 3144-FD-212 | FLOW TRANSMITTER - CORIOLIS |  |  | AIRH | DCS | Field |  |  |  |  | 230 VAC |  |  | IS | 4503-VZ-DM-T31442008 |  |  |  | 3144-FT-212/3900-DSB-009 | [28 empty] | 3900-DSB-009 |  |  |  |  | 12 | 4
| 3140-TT-601N |  | 3140-TD-601N | TEMPERATURE TRANSM. - HEAD MOUNT |  |  | AIRH | DCS | Field | [7 empty] | IS | 4503-VZ-DM-T31402006 | 31-R-4001 |  | 3140-TD-601_G13 | 3140-TT-601N/3900-DSB-009 | [28 empty] | 3900-DSB-009 |  |  |  |  | 13 | 1
| 3144-FT-213 |  | 3144-FD-213 | FLOW TRANSMITTER - CORIOLIS |  |  | AIRH | DCS | Field |  |  |  |  | 230 VAC |  |  | IS | 4503-VZ-DM-T31442007 |  |  |  | 3144-FT-213/3900-DSB-009 | [28 empty] | 3900-DSB-009 |  |  |  |  | 13 | 2
| 3144-FT-214 |  | 3144-FD-214 | FLOW TRANSMITTER - CORIOLIS |  |  | AIRH | DCS | Field |  |  |  |  | 230 VAC |  |  | IS | 4503-VZ-DM-T31442007 |  |  |  | 3144-FT-214/3900-DSB-009 | [28 empty] | 3900-DSB-009 |  |  |  |  | 13 | 3
| 3144-FT-215 |  | 3144-FD-215 | FLOW TRANSMITTER - CORIOLIS |  |  | AIRH | DCS | Field |  |  |  |  | 230 VAC |  |  | IS | 4503-VZ-DM-T31442007 |  |  |  | 3144-FT-215/3900-DSB-009 | [28 empty] | 3900-DSB-009 |  |  |  |  | 13 | 4
| 3140-TT-601P |  | 3140-TD-601P | TEMPERATURE TRANSM. - HEAD MOUNT |  |  | AIRH | DCS | Field | [7 empty] | IS | 4503-VZ-DM-T31402006 | 31-R-4001 |  | 3140-TD-601_G14 | 3140-TT-601P/3900-DSB-009 | [28 empty] | 3900-DSB-009 |  |  |  |  | 14 | 1
| 3144-FT-216 |  | 3144-FD-216 | FLOW TRANSMITTER - CORIOLIS |  |  | AIRH | DCS | Field |  |  |  |  | 230 VAC |  |  | IS | 4503-VZ-DM-T31442007 |  |  |  | 3144-FT-216/3900-DSB-009 | [28 empty] | 3900-DSB-009 |  |  |  |  | 14 | 2
| 3144-FT-217 |  | 3144-FD-217 | FLOW TRANSMITTER - CORIOLIS |  |  | AIRH | DCS | Field |  |  |  |  | 230 VAC |  |  | IS | 4503-VZ-DM-T31442008 |  |  |  | 3144-FT-217/3900-DSB-009 | [28 empty] | 3900-DSB-009 |  |  |  |  | 14 | 3
| 3144-FT-229 |  | 3144-FD-229 | FLOW TRANSMITTER - CORIOLIS |  |  | AIRH | DCS | Field |  |  |  |  | 230 VAC |  |  | IS | 4503-VZ-DM-T31442011 |  |  |  | 3144-FT-229/3900-DSB-009 | [28 empty] | 3900-DSB-009 |  |  |  |  | 14 | 4
| 3140-TT-601Y |  | 3140-TD-601Y | TEMPERATURE TRANSM. - HEAD MOUNT |  |  | AIRH | DCS | Field | [7 empty] | IS | 4503-VZ-DM-T31402006 | 31-R-4001 |  | 3140-TD-601_G18 | 3140-TT-601Y/3900-DSB-009 | [28 empty] | 3900-DSB-009 |  |  |  |  | 15 | 1
| 3144-FT-230 |  | 3144-FD-230 | FLOW TRANSMITTER - CORIOLIS |  |  | AIRH | DCS | Field |  |  |  |  | 230 VAC |  |  | IS | 4503-VZ-DM-T31442010 |  |  |  | 3144-FT-230/3900-DSB-009 | [28 empty] | 3900-DSB-009 |  |  |  |  | 15 | 2
| 3144-FY-230 |  | 3144-FD-230 | E/P POSITIONER |  |  | AORH | DCS | Field | [7 empty] | IS | 4503-VZ-DM-T31442010 |  |  |  | 3144-FY-230/3900-DSB-009 | [28 empty] | 3900-DSB-009 |  |  |  |  | 15 | 3
| 3144-FT-231 |  | 3144-FD-231 | FLOW TRANSMITTER - CORIOLIS |  |  | AIRH | DCS | Field |  |  |  |  | 230 VAC |  |  | IS | 4503-VZ-DM-T31442010 |  |  |  | 3144-FT-231/3900-DSB-009 | [28 empty] | 3900-DSB-009 |  |  |  |  | 15 | 4
| 3140-TT-601Z |  | 3140-TD-601Z | TEMPERATURE TRANSM. - HEAD MOUNT |  |  | AIRH | DCS | Field | [7 empty] | IS | 4503-VZ-DM-T31402006 | 31-R-4001 |  | 3140-TD-601_G19 | 3140-TT-601Z/3900-DSB-009 | [28 empty] | 3900-DSB-009 |  |  |  |  | 16 | 1
| 3144-FT-232 |  | 3144-FD-232 | FLOW TRANSMITTER - CORIOLIS |  |  | AIRH | DCS | Field |  |  |  |  | 230 VAC |  |  | IS | 4503-VZ-DM-T31442010 |  |  |  | 3144-FT-232/3900-DSB-009 | [28 empty] | 3900-DSB-009 |  |  |  |  | 16 | 2
| 3144-FT-233 |  | 3144-FD-233 | FLOW TRANSMITTER - CORIOLIS |  |  | AIRH | DCS | Field |  |  |  |  | 230 VAC |  |  | IS | 4503-VZ-DM-T31442010 |  |  |  | 3144-FT-233/3900-DSB-009 | [28 empty] | 3900-DSB-009 |  |  |  |  | 16 | 3
| 3144-FT-234 |  | 3144-FD-234 | FLOW TRANSMITTER - CORIOLIS |  |  | AIRH | DCS | Field |  |  |  |  | 230 VAC |  |  | IS | 4503-VZ-DM-T31442011 |  |  |  | 3144-FT-234/3900-DSB-009 | [28 empty] | 3900-DSB-009 |  |  |  |  | 16 | 4
| 3140-TT-602H |  | 3140-TD-602H | TEMPERATURE TRANSM. - HEAD MOUNT |  |  | AIRH | DCS | Field | [7 empty] | IS | 4503-VZ-DM-T31402006 | 31-R-4001 |  | 3140-TD-602_G8 | 3140-TT-602H/3900-DSB-009 | [28 empty] | 3900-DSB-009 |  |  |  |  | 17 | 1
| 3140-PT-521P |  | 3140-PD-521P | PRESSURE TRANSMITTER |  |  | AIRH | DCS | Field | [7 empty] | IS | 4503-VZ-DM-T31402012 | 31-P-4039 |  |  | 3140-PT-521P/3900-DSB-009 | [28 empty] | 3900-DSB-009 |  |  |  |  | 17 | 2
| 3145-FT-202 |  | 3145-FD-202 | FLOW TRANSMITTER - CORIOLIS |  |  | AIRH | DCS | Field |  |  |  |  | 230 VAC |  |  | IS | 4503-VZ-DM-T31452003 |  |  |  | 3145-FT-202/3900-DSB-009 | [28 empty] | 3900-DSB-009 |  |  |  |  | 17 | 3
| 3145-FT-205 |  | 3145-FD-205 | FLOW TRANSMITTER - CORIOLIS |  |  | AIRH | DCS | Field |  |  |  |  | 230 VAC |  |  | IS | 4503-VZ-DM-T31452003 |  |  |  | 3145-FT-205/3900-DSB-009 | [28 empty] | 3900-DSB-009 |  |  |  |  | 17 | 4
| 3140-TT-607A |  | 3140-TD-607A | TEMPERATURE TRANSM. - HEAD MOUNT |  |  | AIRH | DCS | Field | [7 empty] | IS | 4503-VZ-DM-T31402006 | 31-R-4001 |  | 3140-TD-607_G1 | 3140-TT-607A/3900-DSB-009 | [28 empty] | 3900-DSB-009 |  |  |  |  | 18 | 1
| 3145-LT-303P |  | 3145-LD-303P | LEVEL TRANSMITTER |  |  | AIRH | DCS | Field | [7 empty] | IS | 4503-VZ-DM-T31452090 | 31-P-4587A | 31-P-4587 A/B/S | 31-P-4587_G1 | 3145-LT-303P/3900-DSB-009 | [28 empty] | 3900-DSB-009 |  |  |  |  | 18 | 2
| 3144-PT-435P |  | 3144-PD-435P | PRESSURE TRANSMITTER |  |  | AIRH | DCS | Field | [7 empty] | IS | 4503-VZ-DM-T31442090 | 31-P-4476 A | 31-P-4476 A/B/C | 31-P-4476_G1 | 3144-PT-435P/3900-DSB-009 | [28 empty] | 3900-DSB-009 |  |  |  |  | 18 | 3
| 3145-PT-418P |  | 3145-PD-418P | PRESSURE TRANSMITTER |  |  | AIRH | DCS | Field | [7 empty] | IS | 4503-VZ-DM-T31452090 | 31-P-4587B | 31-P-4587 A/B/S | 31-P-4587_G1 | 3145-PT-418P/3900-DSB-009 | [28 empty] | 3900-DSB-009 |  |  |  |  | 18 | 4
| 3140-TT-607B |  | 3140-TD-607B | TEMPERATURE TRANSM. - HEAD MOUNT |  |  | AIRH | DCS | Field | [7 empty] | IS | 4503-VZ-DM-T31402006 |  |  | 3140-TD-607_G2 | 3140-TT-607B/3900-DSB-009 | [28 empty] | 3900-DSB-009 |  |  |  |  | 19 | 1
| 3144-PT-436P |  | 3144-PD-436P | PRESSURE TRANSMITTER |  |  | AIRH | DCS | Field | [7 empty] | IS | 4503-VZ-DM-T31442090 | 31-P-4476 B | 31-P-4476 A/B/C | 31-P-4476_G2 | 3144-PT-436P/3900-DSB-009 | [28 empty] | 3900-DSB-009 |  |  |  |  | 19 | 2
| 3143-PT-434P |  | 3143-PD-434P | PRESSURE TRANSMITTER |  |  | AIRH | DCS | Field | [7 empty] | IS | 4503-VZ-DM-T31432090 | 31-P-4351 B | 31-P-4351 A/B | 31-P-4351_G2 | 3143-PT-434P/3900-DSB-009 | [28 empty] | 3900-DSB-009 |  |  |  |  | 19 | 3
| 3145-LT-304P |  | 3145-LD-304P | LEVEL TRANSMITTER |  |  | AIRH | DCS | Field | [7 empty] | IS | 4503-VZ-DM-T31452090 | 31-P-4587B | 31-P-4587 A/B/S | 31-P-4587_G2 | 3145-LT-304P/3900-DSB-009 | [28 empty] | 3900-DSB-009 |  |  |  |  | 19 | 4
| 3144-LT-310P |  | 3144-LD-310P | LEVEL TRANSMITTER |  |  | AIRH | DCS | Field | [7 empty] | IS | 4503-VZ-DM-T31442090 | 31-P-4476 B | 31-P-4476 A/B/C | 31-P-4476_G2 | 3144-LT-310P/3900-DSB-009 | [28 empty] | 3900-DSB-009 |  |  |  |  | 20 | 1
| 3143-LT-307P |  | 3143-LD-307P | LEVEL TRANSMITTER |  |  | AIRH | DCS | Field | [7 empty] | IS | 4503-VZ-DM-T31432090 | 31-P-4351 B | 31-P-4351 A/B | 31-P-4351_G2 | 3143-LT-307P/3900-DSB-009 | [28 empty] | 3900-DSB-009 |  |  |  |  | 20 | 2
| 3145-PT-416P |  | 3145-PD-416P | PRESSURE TRANSMITTER |  |  | AIRH | DCS | Field | [7 empty] | IS | 4503-VZ-DM-T31452090 | 31-P-4587A | 31-P-4587 A/B/S | 31-P-4587_G2 | 3145-PT-416P/3900-DSB-009 | [28 empty] | 3900-DSB-009 |  |  |  |  | 20 | 3
| 3145-WT-902P |  | 3145-WD-902 | WEIGHT TRANSMITTER |  |  | AIRH | DCS | Field |  |  |  |  | 230 VAC |  |  | IS | 4503-VZ-DM-T31452002 | 31-W-4573 |  |  | 3145-WT-902P/3900-DSB-009 | [28 empty] | 3900-DSB-009 |  |  |  |  | 20 | 4
| 3144-LT-309P |  | 3144-LD-309P | LEVEL TRANSMITTER |  |  | AIRH | DCS | Field | [7 empty] | IS | 4503-VZ-DM-T31442090 | 31-P-4476 A | 31-P-4476 A/B/C | 31-P-4476_G1 | 3144-LT-309P/3900-DSB-009 | [28 empty] | 3900-DSB-009 |  |  |  |  | 21 | 1
| SPARE | [49 empty] | 3900-DSB-009 |  |  |  |  | 21 | 2
| SPARE | [49 empty] | 3900-DSB-009 |  |  |  |  | 21 | 3
| SPARE | [49 empty] | 3900-DSB-009 |  |  |  |  | 21 | 4
| SPARE | [49 empty] | 3900-DSB-009 |  |  |  |  | 22 | 1
| SPARE | [49 empty] | 3900-DSB-009 |  |  |  |  | 22 | 2
| SPARE | [49 empty] | 3900-DSB-009 |  |  |  |  | 22 | 3
| SPARE | [49 empty] | 3900-DSB-009 |  |  |  |  | 22 | 4
| SPARE | [49 empty] | 3900-DSB-009 |  |  |  |  | 23 | 1
| SPARE | [49 empty] | 3900-DSB-009 |  |  |  |  | 23 | 2
| SPARE | [49 empty] | 3900-DSB-009 |  |  |  |  | 23 | 3
| SPARE | [49 empty] | 3900-DSB-009 |  |  |  |  | 23 | 4
| SPARE | [49 empty] | 3900-DSB-009 |  |  |  |  | 24 | 1
| SPARE | [49 empty] | 3900-DSB-009 |  |  |  |  | 24 | 2
| SPARE | [49 empty] | 3900-DSB-009 |  |  |  |  | 24 | 3
| SPARE | [49 empty] | 3900-DSB-009 |  |  |  |  | 24 | 4
| 3140-FY-224A |  | 3140-FD-224 | E/P POSITIONER |  |  | AORH | DCS | Field | [7 empty] | IS | 4503-VZ-DM-T31402016 |  |  | 3140-FD-224_G1 | 3140-FY-224A/3900-DSB-010 | [28 empty] | 3900-DSB-010 |  |  |  |  | 1 | 1
| 3140-FY-225A |  | 3140-FD-225 | E/P POSITIONER |  |  | AORH | DCS | Field | [7 empty] | IS | 4503-VZ-DM-T31402016 |  |  | 3140-FD-225_G1 | 3140-FY-225A/3900-DSB-010 | [28 empty] | 3900-DSB-010 |  |  |  |  | 1 | 2
| 3140-FT-241A |  | 3140-FD-241A | FLOW TRANSMITTER - CORIOLIS |  |  | AIRH | DCS | Field |  |  |  |  | 230 VAC |  |  | IS | 4503-VZ-DM-T31402002 |  |  | 3140-FD-241_G1 | 3140-FT-241A/3900-DSB-010 | [28 empty] | 3900-DSB-010 |  |  |  |  | 1 | 3
| 3140-FT-247A |  | 3140-FD-247A | FLOW TRANSMITTER - CORIOLIS |  |  | AIRH | DCS | Field |  |  |  |  | 230 VAC |  |  | IS | 4503-VZ-DM-T31402002 |  |  | 3141-FD-247_G1 | 3140-FT-247A/3900-DSB-010 | [28 empty] | 3900-DSB-010 |  |  |  |  | 1 | 4
| 3140-FY-224B |  | 3140-FD-224 | E/P POSITIONER |  |  | AORH | DCS | Field | [7 empty] | IS | 4503-VZ-DM-T31402016 |  |  | 3140-FD-224_G2 | 3140-FY-224B/3900-DSB-010 | [28 empty] | 3900-DSB-010 |  |  |  |  | 2 | 1
| 3140-FY-225B |  | 3140-FD-225 | E/P POSITIONER |  |  | AORH | DCS | Field | [7 empty] | IS | 4503-VZ-DM-T31402016 |  |  | 3140-FD-225_G2 | 3140-FY-225B/3900-DSB-010 | [28 empty] | 3900-DSB-010 |  |  |  |  | 2 | 2
| 3140-FT-241B |  | 3140-FD-241B | FLOW TRANSMITTER - CORIOLIS |  |  | AIRH | DCS | Field |  |  |  |  | 230 VAC |  |  | IS | 4503-VZ-DM-T31402002 |  |  | 3140-FD-241_G2 | 3140-FT-241B/3900-DSB-010 | [28 empty] | 3900-DSB-010 |  |  |  |  | 2 | 3
| 3140-FT-247B |  | 3140-FD-247B | FLOW TRANSMITTER - CORIOLIS |  |  | AIRH | DCS | Field |  |  |  |  | 230 VAC |  |  | IS | 4503-VZ-DM-T31402002 |  |  | 3141-FD-247_G2 | 3140-FT-247B/3900-DSB-010 | [28 empty] | 3900-DSB-010 |  |  |  |  | 2 | 4
| 3140-FY-226A |  | 3140-FD-226 | E/P POSITIONER |  |  | AORH | DCS | Field | [7 empty] | IS | 4503-VZ-DM-T31402016 |  |  | 3140-FD-226_G1 | 3140-FY-226A/3900-DSB-010 | [28 empty] | 3900-DSB-010 |  |  |  |  | 3 | 1
| 3140-FY-227A |  | 3140-FD-227 | E/P POSITIONER |  |  | AORH | DCS | Field | [7 empty] | IS | 4503-VZ-DM-T31402016 |  |  | 3140-FD-227_G1 | 3140-FY-227A/3900-DSB-010 | [28 empty] | 3900-DSB-010 |  |  |  |  | 3 | 2
| 3140-KZSC-807A |  | 3140-KD-807A | LIMIT SWITCH - CLOSE |  |  | DIR | DCS | Field | [7 empty] | IS | 4503-VZ-DM-T31402011 |  |  | 3140-KD-807_G1 | 3140-KZSC-807A/3900-DSB-010 | [28 empty] | 3900-DSB-010 |  |  |  |  | 3 | 3
| 3140-KZSO-807A |  | 3140-KD-807A | LIMIT SWITCH - OPEN |  |  | DIR | DCS | Field | [7 empty] | IS | 4503-VZ-DM-T31402011 |  |  | 3140-KD-807_G1 | 3140-KZSO-807A/3900-DSB-010 | [28 empty] | 3900-DSB-010 |  |  |  |  | 3 | 4
| 3140-FY-226B |  | 3140-FD-226 | E/P POSITIONER |  |  | AORH | DCS | Field | [7 empty] | IS | 4503-VZ-DM-T31402016 |  |  | 3140-FD-226_G2 | 3140-FY-226B/3900-DSB-010 | [28 empty] | 3900-DSB-010 |  |  |  |  | 4 | 1
| 3140-FY-227B |  | 3140-FD-227 | E/P POSITIONER |  |  | AORH | DCS | Field | [7 empty] | IS | 4503-VZ-DM-T31402016 |  |  | 3140-FD-227_G2 | 3140-FY-227B/3900-DSB-010 | [28 empty] | 3900-DSB-010 |  |  |  |  | 4 | 2
| 3140-KZSC-807B |  | 3140-KD-807B | LIMIT SWITCH - CLOSE |  |  | DIR | DCS | Field | [7 empty] | IS | 4503-VZ-DM-T31402011 |  |  | 3140-KD-807_G2 | 3140-KZSC-807B/3900-DSB-010 | [28 empty] | 3900-DSB-010 |  |  |  |  | 4 | 3
| 3140-KZSO-807B |  | 3140-KD-807B | LIMIT SWITCH - OPEN |  |  | DIR | DCS | Field | [7 empty] | IS | 4503-VZ-DM-T31402011 |  |  | 3140-KD-807_G2 | 3140-KZSO-807B/3900-DSB-010 | [28 empty] | 3900-DSB-010 |  |  |  |  | 4 | 4
| 3140-FY-228A |  | 3140-FD-228 | E/P POSITIONER |  |  | AORH | DCS | Field | [7 empty] | IS | 4503-VZ-DM-T31402016 |  |  | 3140-FD-228_G1 | 3140-FY-228A/3900-DSB-010 | [28 empty] | 3900-DSB-010 |  |  |  |  | 5 | 1
| 3140-FY-241A |  | 3140-FD-241A | E/P POSITIONER |  |  | AORH | DCS | Field | [7 empty] | IS | 4503-VZ-DM-T31402002 |  |  | 3140-FD-241_G1 | 3140-FY-241A/3900-DSB-010 | [28 empty] | 3900-DSB-010 |  |  |  |  | 5 | 2
| 3140-PT-510 |  | 3140-KD-807A | PRESSURE TRANSMITTER |  |  | AIRH | DCS | Field | [7 empty] | IS | 4503-VZ-DM-T31402011 | 3140-KV-807A |  | 3140-KD-807_G1 | 3140-PT-510/3900-DSB-010 | [28 empty] | 3900-DSB-010 |  |  |  |  | 5 | 3
| 3143-PT-433P |  | 3143-PD-433P | PRESSURE TRANSMITTER |  |  | AIRH | DCS | Field | [7 empty] | IS | 4503-VZ-DM-T31432090 | 31-P-4351 A | 31-P-4351 A/B | 31-P-4351_G1 | 3143-PT-433P/3900-DSB-010 | [28 empty] | 3900-DSB-010 |  |  |  |  | 5 | 4
| 3140-FY-228B |  | 3140-FD-228 | E/P POSITIONER |  |  | AORH | DCS | Field | [7 empty] | IS | 4503-VZ-DM-T31402016 |  |  | 3140-FD-228_G2 | 3140-FY-228B/3900-DSB-010 | [28 empty] | 3900-DSB-010 |  |  |  |  | 6 | 1
| 3140-FY-241B |  | 3140-FD-241B | E/P POSITIONER |  |  | AORH | DCS | Field | [7 empty] | IS | 4503-VZ-DM-T31402002 |  |  | 3140-FD-241_G2 | 3140-FY-241B/3900-DSB-010 | [28 empty] | 3900-DSB-010 |  |  |  |  | 6 | 2
| 3140-PT-511 |  | 3140-KD-807B | PRESSURE TRANSMITTER |  |  | AIRH | DCS | Field | [7 empty] | IS | 4503-VZ-DM-T31402011 | 3140-KV-807B |  | 3140-KD-807_G2 | 3140-PT-511/3900-DSB-010 | [28 empty] | 3900-DSB-010 |  |  |  |  | 6 | 3
| 3140-FT-224 |  | 3140-FD-224 | FLOW TRANSMITTER - CORIOLIS |  |  | AIRH | DCS | Field |  |  |  |  | 230 VAC |  |  | IS | 4503-VZ-DM-T31402016 |  |  |  | 3140-FT-224/3900-DSB-010 | [28 empty] | 3900-DSB-010 |  |  |  |  | 6 | 4
| 3140-FY-247A |  | 3140-FD-247A | E/P POSITIONER |  |  | AORH | DCS | Field | [7 empty] | IS | 4503-VZ-DM-T31402002 |  |  | 3141-FD-247_G1 | 3140-FY-247A/3900-DSB-010 | [28 empty] | 3900-DSB-010 |  |  |  |  | 7 | 1
| 3140-FY-255A |  | 3140-FD-255 | E/P POSITIONER |  |  | AORH | DCS | Field | [7 empty] | IS | 4503-VZ-DM-T31402016 |  |  | 3140-FD-255_G1 | 3140-FY-255A/3900-DSB-010 | [28 empty] | 3900-DSB-010 |  |  |  |  | 7 | 2
| 3143-LT-306P |  | 3143-LD-306P | LEVEL TRANSMITTER |  |  | AIRH | DCS | Field | [7 empty] | IS | 4503-VZ-DM-T31432090 | 31-P-4351 A | 31-P-4351 A/B | 31-P-4351_G1 | 3143-LT-306P/3900-DSB-010 | [28 empty] | 3900-DSB-010 |  |  |  |  | 7 | 3
| 3140-FT-225 |  | 3140-FD-225 | FLOW TRANSMITTER - CORIOLIS |  |  | AIRH | DCS | Field |  |  |  |  | 230 VAC |  |  | IS | 4503-VZ-DM-T31402016 |  |  |  | 3140-FT-225/3900-DSB-010 | [28 empty] | 3900-DSB-010 |  |  |  |  | 7 | 4
| 3140-FY-247B |  | 3140-FD-247B | E/P POSITIONER |  |  | AORH | DCS | Field | [7 empty] | IS | 4503-VZ-DM-T31402002 |  |  | 3141-FD-247_G2 | 3140-FY-247B/3900-DSB-010 | [28 empty] | 3900-DSB-010 |  |  |  |  | 8 | 1
| 3140-FY-255B |  | 3140-FD-255 | E/P POSITIONER |  |  | AORH | DCS | Field | [7 empty] | IS | 4503-VZ-DM-T31402016 |  |  | 3140-FD-255_G2 | 3140-FY-255B/3900-DSB-010 | [28 empty] | 3900-DSB-010 |  |  |  |  | 8 | 2
| 3140-FT-226 |  | 3140-FD-226 | FLOW TRANSMITTER - CORIOLIS |  |  | AIRH | DCS | Field |  |  |  |  | 230 VAC |  |  | IS | 4503-VZ-DM-T31402016 |  |  |  | 3140-FT-226/3900-DSB-010 | [28 empty] | 3900-DSB-010 |  |  |  |  | 8 | 3
| 3140-FT-227 |  | 3140-FD-227 | FLOW TRANSMITTER - CORIOLIS |  |  | AIRH | DCS | Field |  |  |  |  | 230 VAC |  |  | IS | 4503-VZ-DM-T31402016 |  |  |  | 3140-FT-227/3900-DSB-010 | [28 empty] | 3900-DSB-010 |  |  |  |  | 8 | 4
| 3140-FY-256A |  | 3140-FD-256 | E/P POSITIONER |  |  | AORH | DCS | Field | [7 empty] | IS | 4503-VZ-DM-T31402016 |  |  | 3140-FD-256_G1 | 3140-FY-256A/3900-DSB-010 | [28 empty] | 3900-DSB-010 |  |  |  |  | 9 | 1
| 3140-FY-257A |  | 3140-FD-257 | E/P POSITIONER |  |  | AORH | DCS | Field | [7 empty] | IS | 4503-VZ-DM-T31402016 |  |  | 3140-FD-257_G1 | 3140-FY-257A/3900-DSB-010 | [28 empty] | 3900-DSB-010 |  |  |  |  | 9 | 2
| 3140-FT-228 |  | 3140-FD-228 | FLOW TRANSMITTER - CORIOLIS |  |  | AIRH | DCS | Field |  |  |  |  | 230 VAC |  |  | IS | 4503-VZ-DM-T31402016 |  |  |  | 3140-FT-228/3900-DSB-010 | [28 empty] | 3900-DSB-010 |  |  |  |  | 9 | 3
| 3140-FT-229 |  | 3140-FD-229 | FLOW TRANSMITTER - CORIOLIS |  |  | AIRH | DCS | Field |  |  |  |  | 230 VAC |  |  | IS | 4503-VZ-DM-T31402020 |  |  |  | 3140-FT-229/3900-DSB-010 | [28 empty] | 3900-DSB-010 |  |  |  |  | 9 | 4
| 3140-FY-256B |  | 3140-FD-256 | E/P POSITIONER |  |  | AORH | DCS | Field | [7 empty] | IS | 4503-VZ-DM-T31402016 |  |  | 3140-FD-256_G2 | 3140-FY-256B/3900-DSB-010 | [28 empty] | 3900-DSB-010 |  |  |  |  | 10 | 1
| 3140-FY-257B |  | 3140-FD-257 | E/P POSITIONER |  |  | AORH | DCS | Field | [7 empty] | IS | 4503-VZ-DM-T31402016 |  |  | 3140-FD-257_G2 | 3140-FY-257B/3900-DSB-010 | [28 empty] | 3900-DSB-010 |  |  |  |  | 10 | 2
| 3140-FT-230 |  | 3140-FD-230 | FLOW TRANSMITTER - CORIOLIS |  |  | AIRH | DCS | Field |  |  |  |  | 230 VAC |  |  | IS | 4503-VZ-DM-T31402020 |  |  |  | 3140-FT-230/3900-DSB-010 | [28 empty] | 3900-DSB-010 |  |  |  |  | 10 | 3
| 3140-FT-234 |  | 3140-FD-234 | FLOW TRANSMITTER - CORIOLIS |  |  | AIRH | DCS | Field |  |  |  |  | 230 VAC |  |  | IS | 4503-VZ-DM-T31402001 |  |  |  | 3140-FT-234/3900-DSB-010 | [28 empty] | 3900-DSB-010 |  |  |  |  | 10 | 4
| 3140-FY-258A |  | 3140-FD-258 | E/P POSITIONER |  |  | AORH | DCS | Field | [7 empty] | IS | 4503-VZ-DM-T31402016 |  |  | 3140-FD-258_G1 | 3140-FY-258A/3900-DSB-010 | [28 empty] | 3900-DSB-010 |  |  |  |  | 11 | 1
| 3140-FY-229 |  | 3140-FD-229 | E/P POSITIONER |  |  | AORH | DCS | Field | [7 empty] | IS | 4503-VZ-DM-T31402020 |  |  |  | 3140-FY-229/3900-DSB-010 | [28 empty] | 3900-DSB-010 |  |  |  |  | 11 | 2
| 3140-FT-235 |  | 3140-FD-235 | FLOW TRANSMITTER - CORIOLIS |  |  | AIRH | DCS | Field |  |  |  |  | 230 VAC |  |  | IS | 4503-VZ-DM-T31402001 |  |  |  | 3140-FT-235/3900-DSB-010 | [28 empty] | 3900-DSB-010 |  |  |  |  | 11 | 3
| 3140-FT-236 |  | 3140-FD-236 | FLOW TRANSMITTER - CORIOLIS |  |  | AIRH | DCS | Field |  |  |  |  | 230 VAC |  |  | IS | 4503-VZ-DM-T31402001 |  |  |  | 3140-FT-236/3900-DSB-010 | [28 empty] | 3900-DSB-010 |  |  |  |  | 11 | 4
| 3140-FY-258B |  | 3140-FD-258 | E/P POSITIONER |  |  | AORH | DCS | Field | [7 empty] | IS | 4503-VZ-DM-T31402016 |  |  | 3140-FD-258_G2 | 3140-FY-258B/3900-DSB-010 | [28 empty] | 3900-DSB-010 |  |  |  |  | 12 | 1
| 3140-FY-230 |  | 3140-FD-230 | E/P POSITIONER |  |  | AORH | DCS | Field | [7 empty] | IS | 4503-VZ-DM-T31402020 |  |  |  | 3140-FY-230/3900-DSB-010 | [28 empty] | 3900-DSB-010 |  |  |  |  | 12 | 2
| 3140-FT-237 |  | 3140-FD-237 | FLOW TRANSMITTER - dP |  |  | AIRH | DCS | Field | [7 empty] | IS | 4503-VZ-DM-T31402004 |  |  |  | 3140-FT-237/3900-DSB-010 | [28 empty] | 3900-DSB-010 |  |  |  |  | 12 | 3
| 3140-FT-238 |  | 3140-FD-238 | FLOW TRANSMITTER - CORIOLIS |  |  | AIRH | DCS | Field |  |  |  |  | 230 VAC |  |  | IS | 4503-VZ-DM-T31402002 |  |  |  | 3140-FT-238/3900-DSB-010 | [28 empty] | 3900-DSB-010 |  |  |  |  | 12 | 4
| 3140-KZSC-807C |  | 3140-KD-807C | LIMIT SWITCH - CLOSE |  |  | DIR | DCS | Field | [7 empty] | IS | 4503-VZ-DM-T31402011 |  |  | 3140-KD-807_G3 | 3140-KZSC-807C/3900-DSB-010 | [28 empty] | 3900-DSB-010 |  |  |  |  | 13 | 1
| 3140-KZSO-807C |  | 3140-KD-807C | LIMIT SWITCH - OPEN |  |  | DIR | DCS | Field | [7 empty] | IS | 4503-VZ-DM-T31402011 |  |  | 3140-KD-807_G3 | 3140-KZSO-807C/3900-DSB-010 | [28 empty] | 3900-DSB-010 |  |  |  |  | 13 | 2
| 3140-PT-512 |  | 3140-KD-807C | PRESSURE TRANSMITTER |  |  | AIRH | DCS | Field | [7 empty] | IS | 4503-VZ-DM-T31402011 | 3140-KV-807C |  | 3140-KD-807_G3 | 3140-PT-512/3900-DSB-010 | [28 empty] | 3900-DSB-010 |  |  |  |  | 13 | 3
| 3140-FY-234 |  | 3140-FD-234 | E/P POSITIONER |  |  | AORH | DCS | Field | [7 empty] | IS | 4503-VZ-DM-T31402001 |  |  |  | 3140-FY-234/3900-DSB-010 | [28 empty] | 3900-DSB-010 |  |  |  |  | 13 | 4
| 3140-FY-235 |  | 3140-FD-235 | E/P POSITIONER |  |  | AORH | DCS | Field | [7 empty] | IS | 4503-VZ-DM-T31402001 |  |  |  | 3140-FY-235/3900-DSB-010 | [28 empty] | 3900-DSB-010 |  |  |  |  | 14 | 1
| 3140-FY-236 |  | 3140-FD-236 | E/P POSITIONER |  |  | AORH | DCS | Field | [7 empty] | IS | 4503-VZ-DM-T31402001 |  |  |  | 3140-FY-236/3900-DSB-010 | [28 empty] | 3900-DSB-010 |  |  |  |  | 14 | 2
| 3140-FT-239 |  | 3140-FD-239 | FLOW TRANSMITTER - dP |  |  | AIRH | DCS | Field | [7 empty] | IS | 4503-VZ-DM-T31402004 |  |  |  | 3140-FT-239/3900-DSB-010 | [28 empty] | 3900-DSB-010 |  |  |  |  | 14 | 3
| 3140-FT-240 |  | 3140-FD-240 | FLOW TRANSMITTER - VORTEX |  |  | AIRH | DCS | Field | [7 empty] | IS | 4503-VZ-DM-T31402011 |  |  |  | 3140-FT-240/3900-DSB-010 | [28 empty] | 3900-DSB-010 |  |  |  |  | 14 | 4
| 3140-FY-238 |  | 3140-FD-238 | E/P POSITIONER |  |  | AORH | DCS | Field | [7 empty] | IS | 4503-VZ-DM-T31402002 |  |  |  | 3140-FY-238/3900-DSB-010 | [28 empty] | 3900-DSB-010 |  |  |  |  | 15 | 1
| 3140-FY-239 |  | 3140-FD-239 | E/P POSITIONER |  |  | AORH | DCS | Field | [7 empty] | IS | 4503-VZ-DM-T31402004 |  |  |  | 3140-FY-239/3900-DSB-010 | [28 empty] | 3900-DSB-010 |  |  |  |  | 15 | 2
| 3140-FT-245 |  | 3140-FD-245 | FLOW TRANSMITTER - VORTEX |  |  | AIRH | DCS | Field | [7 empty] | IS | 4503-VZ-DM-T31402008 |  |  |  | 3140-FT-245/3900-DSB-010 | [28 empty] | 3900-DSB-010 |  |  |  |  | 15 | 3
| 3140-FT-248 |  | 3140-FD-248 | FLOW TRANSMITTER - CORIOLIS |  |  | AIRH | DCS | Field |  |  |  |  | 230 VAC |  |  | IS | 4503-VZ-DM-T31402014 |  |  |  | 3140-FT-248/3900-DSB-010 | [28 empty] | 3900-DSB-010 |  |  |  |  | 15 | 4
| 3140-FY-245 |  | 3140-FD-245 | E/P POSITIONER |  |  | AORH | DCS | Field | [7 empty] | IS | 4503-VZ-DM-T31402008 |  |  |  | 3140-FY-245/3900-DSB-010 | [28 empty] | 3900-DSB-010 |  |  |  |  | 16 | 1
| 3140-FY-248 |  | 3140-FD-248 | E/P POSITIONER |  |  | AORH | DCS | Field | [7 empty] | IS | 4503-VZ-DM-T31402014 |  |  |  | 3140-FY-248/3900-DSB-010 | [28 empty] | 3900-DSB-010 |  |  |  |  | 16 | 2
| 3140-FT-250 |  | 3140-FD-250 | FLOW TRANSMITTER - CORIOLIS |  |  | AIRH | DCS | Field |  |  |  |  | 230 VAC |  |  | IS | 4503-VZ-DM-T31402012 |  |  |  | 3140-FT-250/3900-DSB-010 | [28 empty] | 3900-DSB-010 |  |  |  |  | 16 | 3
| 3140-FT-251 |  | 3140-FD-251 | FLOW TRANSMITTER - CORIOLIS |  |  | AIRH | DCS | Field |  |  |  |  | 230 VAC |  |  | IS | 4503-VZ-DM-T31402004 |  |  |  | 3140-FT-251/3900-DSB-010 | [28 empty] | 3900-DSB-010 |  |  |  |  | 16 | 4
| 3140-FT-255 |  | 3140-FD-255 | FLOW TRANSMITTER - CORIOLIS |  |  | AIRH | DCS | Field |  |  |  |  | 230 VAC |  |  | IS | 4503-VZ-DM-T31402016 |  |  |  | 3140-FT-255/3900-DSB-010 | [28 empty] | 3900-DSB-010 |  |  |  |  | 17 | 1
| 3140-FT-256 |  | 3140-FD-256 | FLOW TRANSMITTER - CORIOLIS |  |  | AIRH | DCS | Field |  |  |  |  | 230 VAC |  |  | IS | 4503-VZ-DM-T31402016 |  |  |  | 3140-FT-256/3900-DSB-010 | [28 empty] | 3900-DSB-010 |  |  |  |  | 17 | 2
| 3140-FT-257 |  | 3140-FD-257 | FLOW TRANSMITTER - CORIOLIS |  |  | AIRH | DCS | Field |  |  |  |  | 230 VAC |  |  | IS | 4503-VZ-DM-T31402016 |  |  |  | 3140-FT-257/3900-DSB-010 | [28 empty] | 3900-DSB-010 |  |  |  |  | 17 | 3
| 3140-FT-258 |  | 3140-FD-258 | FLOW TRANSMITTER - CORIOLIS |  |  | AIRH | DCS | Field |  |  |  |  | 230 VAC |  |  | IS | 4503-VZ-DM-T31402016 |  |  |  | 3140-FT-258/3900-DSB-010 | [28 empty] | 3900-DSB-010 |  |  |  |  | 17 | 4
| 3140-GD-021 |  | 3140-GD-021 | CH3SCH3 (DIMETHYL SULFIDE) TRANSMITTER |  |  | AIRH | DCS | Field | [7 empty] | IS | 4503-VZ-DM-T31402011 |  |  |  | 3140-GD-021/3900-DSB-010 | [28 empty] | 3900-DSB-010 |  |  |  |  | 18 | 1
| 3140-HY-140 |  | 3140-HD-140 | E/P POSITIONER |  |  | AORH | DCS | Field | [7 empty] | IS | 4503-VZ-DM-T31402017 |  |  |  | 3140-HY-140/3900-DSB-010 | [28 empty] | 3900-DSB-010 |  |  |  |  | 18 | 2
| 3140-PT-501 |  | 3140-HD-140 | PRESSURE TRANSMITTER |  |  | AIRH | DCS | Field | [7 empty] | IS | 4503-VZ-DM-T31402017 | 3140-HV-140 |  |  | 3140-PT-501/3900-DSB-010 | [28 empty] | 3900-DSB-010 |  |  |  |  | 18 | 3
| 3140-KZSC-808 |  | 3140-KD-808 | LIMIT SWITCH - CLOSE |  |  | DIR | DCS | Field | [7 empty] | IS | 4503-VZ-DM-T31402011 |  |  |  | 3140-KZSC-808/3900-DSB-010 | [28 empty] | 3900-DSB-010 |  |  |  |  | 18 | 4
| 3140-KZSO-808 |  | 3140-KD-808 | LIMIT SWITCH - OPEN |  |  | DIR | DCS | Field | [7 empty] | IS | 4503-VZ-DM-T31402011 |  |  |  | 3140-KZSO-808/3900-DSB-010 | [28 empty] | 3900-DSB-010 |  |  |  |  | 19 | 1
| 3140-PT-445 |  | 3140-PD-445 | PRESSURE TRANSM. - EXT. DIAP. WITH CAP. |  |  | AIRH | DCS | Field | [7 empty] | IS | 4503-VZ-DM-T31402006 |  |  |  | 3140-PT-445/3900-DSB-010 | [28 empty] | 3900-DSB-010 |  |  |  |  | 19 | 2
| 3140-PT-446 |  | 3140-PD-446 | PRESSURE TRANSM. - DIAPH. WITH CAPILLARY |  |  | AIRH | DCS | Field | [7 empty] | IS | 4503-VZ-DM-T31402004 |  |  |  | 3140-PT-446/3900-DSB-010 | [28 empty] | 3900-DSB-010 |  |  |  |  | 19 | 3
| 3140-PIT-447 |  | 3140-PD-447 | PRESSURE IND. TRANSMITTER |  |  | AIRH | DCS | Field | [7 empty] | IS | 4503-VZ-DM-T31402001 |  |  |  | 3140-PIT-447/3900-DSB-010 | [28 empty] | 3900-DSB-010 |  |  |  |  | 19 | 4
| 3140-PDT-449 |  | 3140-PD-449 | PRESSURE DIFFERENTIAL TRANSMITTER |  |  | AIRH | DCS | Field | [7 empty] | IS | 4503-VZ-DM-T31402002 |  |  |  | 3140-PDT-449/3900-DSB-010 | [28 empty] | 3900-DSB-010 |  |  |  |  | 20 | 1
| 3140-PDT-453 |  | 3140-PD-453 | PRESSURE DIFFERENTIAL TRANSMITTER |  |  | AIRH | DCS | Field | [7 empty] | IS | 4503-VZ-DM-T31402002 |  |  |  | 3140-PDT-453/3900-DSB-010 | [28 empty] | 3900-DSB-010 |  |  |  |  | 20 | 2
| 3140-PIT-455 |  | 3140-PD-455 | PRESSURE IND. TRANSMITTER |  |  | AIRH | DCS | Field | [7 empty] | IS | 4503-VZ-DM-T31402011 |  |  |  | 3140-PIT-455/3900-DSB-010 | [28 empty] | 3900-DSB-010 |  |  |  |  | 20 | 3
| 3140-PY-446 |  | 3140-PD-446 | E/P POSITIONER |  |  | AORH | DCS | Field | [7 empty] | IS | 4503-VZ-DM-T31402004 |  |  |  | 3140-PY-446/3900-DSB-010 | [28 empty] | 3900-DSB-010 |  |  |  |  | 20 | 4
| SPARE | [49 empty] | 3900-DSB-010 |  |  |  |  | 21 | 1
| SPARE | [49 empty] | 3900-DSB-010 |  |  |  |  | 21 | 2
| SPARE | [49 empty] | 3900-DSB-010 |  |  |  |  | 21 | 3
| SPARE | [49 empty] | 3900-DSB-010 |  |  |  |  | 21 | 4
| SPARE | [49 empty] | 3900-DSB-010 |  |  |  |  | 22 | 1
| SPARE | [49 empty] | 3900-DSB-010 |  |  |  |  | 22 | 2
| SPARE | [49 empty] | 3900-DSB-010 |  |  |  |  | 22 | 3
| SPARE | [49 empty] | 3900-DSB-010 |  |  |  |  | 22 | 4
| SPARE | [49 empty] | 3900-DSB-010 |  |  |  |  | 23 | 1
| SPARE | [49 empty] | 3900-DSB-010 |  |  |  |  | 23 | 2
| SPARE | [49 empty] | 3900-DSB-010 |  |  |  |  | 23 | 3
| SPARE | [49 empty] | 3900-DSB-010 |  |  |  |  | 23 | 4
| SPARE | [49 empty] | 3900-DSB-010 |  |  |  |  | 24 | 1
| SPARE | [49 empty] | 3900-DSB-010 |  |  |  |  | 24 | 2
| SPARE | [49 empty] | 3900-DSB-010 |  |  |  |  | 24 | 3
| SPARE | [49 empty] | 3900-DSB-010 |  |  |  |  | 24 | 4
| 3140-XZSC-801A |  | 3140-XD-801A | LIMIT SWITCH - CLOSE |  |  | DIR | DCS | Field | [7 empty] | IS | 4503-VZ-DM-T31402008 |  |  | 3140-XD-801_G1 | 3140-XZSC-801A/3900-DSB-011 | [28 empty] | 3900-DSB-011 |  |  |  |  | 1 | 1
| 3140-XZSO-801A |  | 3140-XD-801A | LIMIT SWITCH - OPEN |  |  | DIR | DCS | Field | [7 empty] | IS | 4503-VZ-DM-T31402008 |  |  | 3140-XD-801_G1 | 3140-XZSO-801A/3900-DSB-011 | [28 empty] | 3900-DSB-011 |  |  |  |  | 1 | 2
| 3140-XZSC-817A |  | 3140-XD-817A | LIMIT SWITCH - CLOSE |  |  | DIR | DCS | Field | [7 empty] | IS | 4503-VZ-DM-T31402010 |  |  | 3140-XD-817_G1 | 3140-XZSC-817A/3900-DSB-011 | [28 empty] | 3900-DSB-011 |  |  |  |  | 1 | 3
| 3140-XZSO-817A |  | 3140-XD-817A | LIMIT SWITCH - OPEN |  |  | DIR | DCS | Field | [7 empty] | IS | 4503-VZ-DM-T31402010 |  |  | 3140-XD-817_G1 | 3140-XZSO-817A/3900-DSB-011 | [28 empty] | 3900-DSB-011 |  |  |  |  | 1 | 4
| 3140-XZSC-801B |  | 3140-XD-801B | LIMIT SWITCH - CLOSE |  |  | DIR | DCS | Field | [7 empty] | IS | 4503-VZ-DM-T31402008 |  |  | 3140-XD-801_G2 | 3140-XZSC-801B/3900-DSB-011 | [28 empty] | 3900-DSB-011 |  |  |  |  | 2 | 1
| 3140-XZSO-801B |  | 3140-XD-801B | LIMIT SWITCH - OPEN |  |  | DIR | DCS | Field | [7 empty] | IS | 4503-VZ-DM-T31402008 |  |  | 3140-XD-801_G2 | 3140-XZSO-801B/3900-DSB-011 | [28 empty] | 3900-DSB-011 |  |  |  |  | 2 | 2
| 3141-FT-252 |  | 3141-FD-252 | FLOW TRANSMITTER - dP |  |  | AIRH | DCS | Field | [7 empty] | IS | 4503-VZ-DM-T31412003 |  |  | PDS-G2 | 3141-FT-252/3900-DSB-011 | [28 empty] | 3900-DSB-011 |  |  |  |  | 2 | 3
| 3144-PT-414P |  | 3144-PD-414P | PRESSURE TRANSM. - DIAPH. WITH CAPILLARY |  |  | AIRH | DCS | Field | [7 empty] | IS | 4503-VZ-DM-T31442004 | 31-P-4480B | 31-P-4480 A/B/C | 31-P-4480_G2 | 3144-PT-414P/3900-DSB-011 | [28 empty] | 3900-DSB-011 |  |  |  |  | 2 | 4
| 3141-FT-202 |  | 3141-FD-202 | FLOW TRANSMITTER - dP |  |  | AIRH | DCS | Field | [7 empty] | IS | 4503-VZ-DM-T31412001 |  |  | PDS-G1 | 3141-FT-202/3900-DSB-011 | [28 empty] | 3900-DSB-011 |  |  |  |  | 3 | 1
| 3141-PIT-403 |  | 3141-PD-403 | PRESSURE IND. TRANSMITTER |  |  | AIRH | DCS | Field | [7 empty] | IS | 4503-VZ-DM-T31412002 |  |  | PDS-G1 | 3141-PIT-403/3900-DSB-011 | [28 empty] | 3900-DSB-011 |  |  |  |  | 3 | 2
| 3144-PT-410P |  | 3144-PD-410P | PRESSURE TRANSM. - DIAPH. WITH CAPILLARY |  |  | AIRH | DCS | Field | [7 empty] | IS | 4503-VZ-DM-T31442004 | 31-P-4480A | 31-P-4480 A/B/C | 31-P-4480_G1 | 3144-PT-410P/3900-DSB-011 | [28 empty] | 3900-DSB-011 |  |  |  |  | 3 | 3
| 3140-PY-456 |  | 3140-PD-456 | E/P POSITIONER |  |  | AORH | DCS | Field | [7 empty] | IS | 4503-VZ-DM-T31402004 |  |  |  | 3140-PY-456/3900-DSB-011 | [28 empty] | 3900-DSB-011 |  |  |  |  | 3 | 4
| 3141-FT-272 |  | 3141-FD-272 | FLOW TRANSMITTER - dP |  |  | AIRH | DCS | Field | [7 empty] | IS | 4503-VZ-DM-T31412013 |  |  | PDS-G4 | 3141-FT-272/3900-DSB-011 | [28 empty] | 3900-DSB-011 |  |  |  |  | 4 | 1
| 3140-PDT-463 |  | 3140-PD-463 | PRES. DIFF. TRAN. -EXT. DIAPH. WITH CAP. |  |  | AIRH | DCS | Field | [7 empty] | IS | 4503-VZ-DM-T31402005 |  |  |  | 3140-PDT-463/3900-DSB-011 | [28 empty] | 3900-DSB-011 |  |  |  |  | 4 | 2
| 3140-PT-464 |  | 3140-PD-464 | PRESSURE TRANSMITTER |  |  | AIRH | DCS | Field | [7 empty] | IS | 4503-VZ-DM-T31402005 |  |  |  | 3140-PT-464/3900-DSB-011 | [28 empty] | 3900-DSB-011 |  |  |  |  | 4 | 3
| 3140-PIT-465 |  | 3140-PD-465 | PRESSURE IND. TRANSMITTER |  |  | AIRH | DCS | Field | [7 empty] | IS | 4503-VZ-DM-T31402005 |  |  |  | 3140-PIT-465/3900-DSB-011 | [28 empty] | 3900-DSB-011 |  |  |  |  | 4 | 4
| 3141-PIT-473 |  | 3141-PD-473 | PRESSURE IND. TRANSMITTER |  |  | AIRH | DCS | Field | [7 empty] | IS | 4503-VZ-DM-T31412012 |  |  | PDS-G3 | 3141-PIT-473/3900-DSB-011 | [28 empty] | 3900-DSB-011 |  |  |  |  | 5 | 1
| 3144-PT-492P |  | 3144-PD-492P | PRESSURE TRANSM. - DIAPH. WITH CAPILLARY |  |  | AIRH | DCS | Field | [7 empty] | IS | 4503-VZ-DM-T31442004 | 31-P-4480C | 31-P-4480 A/B/C | 31-P-4480_G3 | 3144-PT-492P/3900-DSB-011 | [28 empty] | 3900-DSB-011 |  |  |  |  | 5 | 2
| 3140-PDT-466 |  | 3140-PD-466 | PRES. DIFF. TRAN. -EXT. DIAPH. WITH CAP. |  |  | AIRH | DCS | Field | [7 empty] | IS | 4503-VZ-DM-T31402005 |  |  |  | 3140-PDT-466/3900-DSB-011 | [28 empty] | 3900-DSB-011 |  |  |  |  | 5 | 3
| 3140-TIT-606 |  | 3140-TD-606 | TEMPERATURE IND. TRANSM. - REMOTE MOUNT |  |  | AIRH | DCS | Field | [7 empty] | IS | 4503-VZ-DM-T31402006 |  |  |  | 3140-TIT-606/3900-DSB-011 | [28 empty] | 3900-DSB-011 |  |  |  |  | 5 | 4
| 3140-TIT-608 |  | 3140-TD-608 | TEMPERATURE IND. TRANSM. - REMOTE MOUNT |  |  | AIRH | DCS | Field | [7 empty] | IS | 4503-VZ-DM-T31402014 |  |  |  | 3140-TIT-608/3900-DSB-011 | [28 empty] | 3900-DSB-011 |  |  |  |  | 6 | 1
| 3140-TT-612 |  | 3140-TD-612 | TEMPERATURE TRANSM. - HEAD MOUNT |  |  | AIRH | DCS | Field | [7 empty] | IS | 4503-VZ-DM-T31402017 |  |  |  | 3140-TT-612/3900-DSB-011 | [28 empty] | 3900-DSB-011 |  |  |  |  | 6 | 2
| 3140-TT-613 |  | 3140-TD-613 | TEMPERATURE TRANSM. - HEAD MOUNT |  |  | AIRH | DCS | Field | [7 empty] | IS | 4503-VZ-DM-T31402005 |  |  |  | 3140-TT-613/3900-DSB-011 | [28 empty] | 3900-DSB-011 |  |  |  |  | 6 | 3
| 3140-TT-614 |  | 3140-TD-614 | TEMPERATURE TRANSM. - HEAD MOUNT |  |  | AIRH | DCS | Field | [7 empty] | IS | 4503-VZ-DM-T31402005 |  |  |  | 3140-TT-614/3900-DSB-011 | [28 empty] | 3900-DSB-011 |  |  |  |  | 6 | 4
| 3140-XZSC-802 |  | 3140-XD-802 | LIMIT SWITCH - CLOSE |  |  | DIR | DCS | Field | [7 empty] | IS | 4503-VZ-DM-T31402002 |  |  |  | 3140-XZSC-802/3900-DSB-011 | [28 empty] | 3900-DSB-011 |  |  |  |  | 7 | 1
| 3140-XZSO-802 |  | 3140-XD-802 | LIMIT SWITCH - OPEN |  |  | DIR | DCS | Field | [7 empty] | IS | 4503-VZ-DM-T31402002 |  |  |  | 3140-XZSO-802/3900-DSB-011 | [28 empty] | 3900-DSB-011 |  |  |  |  | 7 | 2
| 3140-XHY-802 |  | 3140-XD-802 | PST DEVICE |  |  | AORH | DCS | Field | [7 empty] | IS | 4503-VZ-DM-T31402002 |  |  |  | 3140-XHY-802/3900-DSB-011 | [28 empty] | 3900-DSB-011 |  |  |  |  | 7 | 3
| 3140-XZSC-803 |  | 3140-XD-803 | LIMIT SWITCH - CLOSE |  |  | DIR | DCS | Field | [7 empty] | IS | 4503-VZ-DM-T31402004 |  |  |  | 3140-XZSC-803/3900-DSB-011 | [28 empty] | 3900-DSB-011 |  |  |  |  | 7 | 4
| 3140-XZSO-803 |  | 3140-XD-803 | LIMIT SWITCH - OPEN |  |  | DIR | DCS | Field | [7 empty] | IS | 4503-VZ-DM-T31402004 |  |  |  | 3140-XZSO-803/3900-DSB-011 | [28 empty] | 3900-DSB-011 |  |  |  |  | 8 | 1
| 3140-XZSC-804 |  | 3140-XD-804 | LIMIT SWITCH - CLOSE |  |  | DIR | DCS | Field | [7 empty] | IS | 4503-VZ-DM-T31402008 |  |  |  | 3140-XZSC-804/3900-DSB-011 | [28 empty] | 3900-DSB-011 |  |  |  |  | 8 | 2
| 3140-XZSO-804 |  | 3140-XD-804 | LIMIT SWITCH - OPEN |  |  | DIR | DCS | Field | [7 empty] | IS | 4503-VZ-DM-T31402008 |  |  |  | 3140-XZSO-804/3900-DSB-011 | [28 empty] | 3900-DSB-011 |  |  |  |  | 8 | 3
| 3140-XZSC-806 |  | 3140-XD-806 | LIMIT SWITCH - CLOSE |  |  | DIR | DCS | Field | [7 empty] | IS | 4503-VZ-DM-T31402002 |  |  |  | 3140-XZSC-806/3900-DSB-011 | [28 empty] | 3900-DSB-011 |  |  |  |  | 8 | 4
| 3140-XZSO-806 |  | 3140-XD-806 | LIMIT SWITCH - OPEN |  |  | DIR | DCS | Field | [7 empty] | IS | 4503-VZ-DM-T31402002 |  |  |  | 3140-XZSO-806/3900-DSB-011 | [28 empty] | 3900-DSB-011 |  |  |  |  | 9 | 1
| 3140-XHY-806 |  | 3140-XD-806 | PST DEVICE |  |  | AORH | DCS | Field | [7 empty] | IS | 4503-VZ-DM-T31402002 |  |  |  | 3140-XHY-806/3900-DSB-011 | [28 empty] | 3900-DSB-011 |  |  |  |  | 9 | 2
| 3140-PT-513 |  | 3140-XD-809 | PRESSURE TRANSMITTER |  |  | AIRH | DCS | Field | [7 empty] | IS | 4503-VZ-DM-T31402004 | 3140-XV-809 |  |  | 3140-PT-513/3900-DSB-011 | [28 empty] | 3900-DSB-011 |  |  |  |  | 9 | 3
| 3140-XZSC-809 |  | 3140-XD-809 | LIMIT SWITCH - CLOSE |  |  | DIR | DCS | Field | [7 empty] | IS | 4503-VZ-DM-T31402004 |  |  |  | 3140-XZSC-809/3900-DSB-011 | [28 empty] | 3900-DSB-011 |  |  |  |  | 9 | 4
| 3140-XZSO-809 |  | 3140-XD-809 | LIMIT SWITCH - OPEN |  |  | DIR | DCS | Field | [7 empty] | IS | 4503-VZ-DM-T31402004 |  |  |  | 3140-XZSO-809/3900-DSB-011 | [28 empty] | 3900-DSB-011 |  |  |  |  | 10 | 1
| 3140-XZSC-810 |  | 3140-XD-810 | LIMIT SWITCH - CLOSE |  |  | DIR | DCS | Field | [7 empty] | IS | 4503-VZ-DM-T31402002 |  |  |  | 3140-XZSC-810/3900-DSB-011 | [28 empty] | 3900-DSB-011 |  |  |  |  | 10 | 2
| 3140-XZSO-810 |  | 3140-XD-810 | LIMIT SWITCH - OPEN |  |  | DIR | DCS | Field | [7 empty] | IS | 4503-VZ-DM-T31402002 |  |  |  | 3140-XZSO-810/3900-DSB-011 | [28 empty] | 3900-DSB-011 |  |  |  |  | 10 | 3
| 3140-XZSC-811 |  | 3140-XD-811 | LIMIT SWITCH - CLOSE |  |  | DIR | DCS | Field | [7 empty] | IS | 4503-VZ-DM-T31402002 |  |  |  | 3140-XZSC-811/3900-DSB-011 | [28 empty] | 3900-DSB-011 |  |  |  |  | 10 | 4
| 3140-XZSO-811 |  | 3140-XD-811 | LIMIT SWITCH - OPEN |  |  | DIR | DCS | Field | [7 empty] | IS | 4503-VZ-DM-T31402002 |  |  |  | 3140-XZSO-811/3900-DSB-011 | [28 empty] | 3900-DSB-011 |  |  |  |  | 11 | 1
| 3140-XHY-811 |  | 3140-XD-811 | PST DEVICE |  |  | AORH | DCS | Field | [7 empty] | IS | 4503-VZ-DM-T31402002 |  |  |  | 3140-XHY-811/3900-DSB-011 | [28 empty] | 3900-DSB-011 |  |  |  |  | 11 | 2
| 3140-XZSC-812 |  | 3140-XD-812 | LIMIT SWITCH - CLOSE |  |  | DIR | DCS | Field | [7 empty] | IS | 4503-VZ-DM-T31402012 |  |  |  | 3140-XZSC-812/3900-DSB-011 | [28 empty] | 3900-DSB-011 |  |  |  |  | 11 | 3
| 3140-XZSO-812 |  | 3140-XD-812 | LIMIT SWITCH - OPEN |  |  | DIR | DCS | Field | [7 empty] | IS | 4503-VZ-DM-T31402012 |  |  |  | 3140-XZSO-812/3900-DSB-011 | [28 empty] | 3900-DSB-011 |  |  |  |  | 11 | 4
| 3142-FT-211 |  | 3142-FD-211 | FLOW TRANSMITTER - VORTEX |  |  | AIRH | DCS | Field | [7 empty] | IS | 4503-VZ-DM-T31422008 |  |  |  | 3142-FT-211/3900-DSB-011 | [28 empty] | 3900-DSB-011 |  |  |  |  | 12 | 1
| 3142-PT-412 |  | 3142-PD-412 | PRESSURE TRANSMITTER |  |  | AIRH | DCS | Field | [7 empty] | IS | 4503-VZ-DM-T31422004 | 31-V-4240A |  |  | 3142-PT-412/3900-DSB-011 | [28 empty] | 3900-DSB-011 |  |  |  |  | 12 | 2
| 3142-PT-442 |  | 3142-PD-442 | PRESSURE TRANSMITTER |  |  | AIRH | DCS | Field | [7 empty] | IS | 4503-VZ-DM-T31422005 | 31-V-4240B |  |  | 3142-PT-442/3900-DSB-011 | [28 empty] | 3900-DSB-011 |  |  |  |  | 12 | 3
| 3142-PT-472 |  | 3142-PD-472 | PRESSURE TRANSMITTER |  |  | AIRH | DCS | Field | [7 empty] | IS | 4503-VZ-DM-T31422006 | 31-V-4240C |  |  | 3142-PT-472/3900-DSB-011 | [28 empty] | 3900-DSB-011 |  |  |  |  | 12 | 4
| 3142-TT-601 |  | 3142-TD-601 | TEMPERATURE TRANSM. - HEAD MOUNT |  |  | AIRH | DCS | Field | [7 empty] | IS | 4503-VZ-DM-T31422007 | 31-F-4201 |  |  | 3142-TT-601/3900-DSB-011 | [28 empty] | 3900-DSB-011 |  |  |  |  | 13 | 1
| 3143-LT-301 |  | 3143-LD-301 | LEVEL TRANSM. - DP DIAPHRAGM CAPILLARY |  |  | AIRH | DCS | Field | [7 empty] | IS | 4503-VZ-DM-T31432007 | 31-V-4345 |  |  | 3143-LT-301/3900-DSB-011 | [28 empty] | 3900-DSB-011 |  |  |  |  | 13 | 2
| 3143-LSH-302 |  | 3143-LD-302 | LEVEL SWITCH - TUNNING FORK |  |  | DIR | DCS | Field | [7 empty] | IS | 4503-VZ-DM-T31432007 | 31-V-4345 |  |  | 3143-LSH-302/3900-DSB-011 | [28 empty] | 3900-DSB-011 |  |  |  |  | 13 | 3
| 3143-LT-303 |  | 3143-LD-303 | LEVEL TRANSM. - DP DIAPHRAGM CAPILLARY |  |  | AIRH | DCS | Field | [7 empty] | IS | 4503-VZ-DM-T31432008 | 31-V-4350 |  |  | 3143-LT-303/3900-DSB-011 | [28 empty] | 3900-DSB-011 |  |  |  |  | 13 | 4
| 3143-LT-305 |  | 3143-LD-305 | LEVEL TRANSMITTER - GW RADAR |  |  | AIRH | DCS | Field | [7 empty] | IS | 4503-VZ-DM-T31432005 | 31-V-4367 |  |  | 3143-LT-305/3900-DSB-011 | [28 empty] | 3900-DSB-011 |  |  |  |  | 14 | 1
| 3143-LT-310 |  | 3143-LD-310 | LEVEL TRANSM. - DP DIAPHRAGM CAPILLARY |  |  | AIRH | DCS | Field | [7 empty] | IS | 4503-VZ-DM-T31432008 | 31-V-4350 |  |  | 3143-LT-310/3900-DSB-011 | [28 empty] | 3900-DSB-011 |  |  |  |  | 14 | 2
| 3143-PT-401 |  | 3143-PD-401 | PRESSURE TRANSM. - DIAPH. WITH CAPILLARY |  |  | AIRH | DCS | Field | [7 empty] | IS | 4503-VZ-DM-T31432008 | 31-V-4350 |  |  | 3143-PT-401/3900-DSB-011 | [28 empty] | 3900-DSB-011 |  |  |  |  | 14 | 3
| 3143-PIT-402 |  | 3143-PD-402 | PRESSURE IND. TRANSM - DIAPH. WITH CAP |  |  | AIRH | DCS | Field | [7 empty] | IS | 4503-VZ-DM-T31432008 |  |  |  | 3143-PIT-402/3900-DSB-011 | [28 empty] | 3900-DSB-011 |  |  |  |  | 14 | 4
| 3143-PIT-403 |  | 3143-PD-403 | PRESSURE IND. TRANSM - DIAPH. WITH CAP |  |  | AIRH | DCS | Field | [7 empty] | IS | 4503-VZ-DM-T31432008 |  |  |  | 3143-PIT-403/3900-DSB-011 | [28 empty] | 3900-DSB-011 |  |  |  |  | 15 | 1
| 3143-TIT-601 |  | 3143-TD-601 | TEMPERATURE IND. TRANSM. - REMOTE MOUNT |  |  | AIRH | DCS | Field | [7 empty] | IS | 4503-VZ-DM-T31432008 | 31-V-4350 |  |  | 3143-TIT-601/3900-DSB-011 | [28 empty] | 3900-DSB-011 |  |  |  |  | 15 | 2
| 3144-FT-238 |  | 3144-FD-238 | FLOW TRANSMITTER - CORIOLIS |  |  | AIRH | DCS | Field |  |  |  |  | 230 VAC |  |  | IS | 4503-VZ-DM-T31442005 |  |  |  | 3144-FT-238/3900-DSB-011 | [28 empty] | 3900-DSB-011 |  |  |  |  | 15 | 3
| 3144-KZSD-806 |  | 3144-KD-806 | LIMIT SWITCH - DIVERT |  |  | DIR | DCS | Field | [7 empty] | IS | 4503-VZ-DM-T31442006 |  |  |  | 3144-KZSD-806/3900-DSB-011 | [28 empty] | 3900-DSB-011 |  |  |  |  | 15 | 4
| 3144-KZSS-806 |  | 3144-KD-806 | LIMIT SWITCH - STRAIGHT |  |  | DIR | DCS | Field | [7 empty] | IS | 4503-VZ-DM-T31442006 |  |  |  | 3144-KZSS-806/3900-DSB-011 | [28 empty] | 3900-DSB-011 |  |  |  |  | 16 | 1
| 3144-LT-303 |  | 3144-LD-303 | LEVEL TRANSM. - DP DIAPHRAGM CAPILLARY |  |  | AIRH | DCS | Field | [7 empty] | IS | 4503-VZ-DM-T31442005 | 31-V-4497 |  |  | 3144-LT-303/3900-DSB-011 | [28 empty] | 3900-DSB-011 |  |  |  |  | 16 | 2
| 3144-LT-305 |  | 3144-LD-305 | LEVEL TRANSM. - DP DIAPHRAGM CAPILLARY |  |  | AIRH | DCS | Field | [7 empty] | IS | 4503-VZ-DM-T31442001 | 31-V-4475 |  |  | 3144-LT-305/3900-DSB-011 | [28 empty] | 3900-DSB-011 |  |  |  |  | 16 | 3
| 3144-PT-402 |  | 3144-PD-402 | PRESSURE TRANSM. - DIAPH. WITH CAPILLARY |  |  | AIRH | DCS | Field | [7 empty] | IS | 4503-VZ-DM-T31442001 |  |  |  | 3144-PT-402/3900-DSB-011 | [28 empty] | 3900-DSB-011 |  |  |  |  | 16 | 4
| 3144-PIT-405 |  | 3144-PD-405 | PRESSURE IND. TRANSM - DIAPH. WITH CAP |  |  | AIRH | DCS | Field | [7 empty] | IS | 4503-VZ-DM-T31442002 |  |  |  | 3144-PIT-405/3900-DSB-011 | [28 empty] | 3900-DSB-011 |  |  |  |  | 17 | 1
| 3144-PDT-406 |  | 3144-PD-406 | PRESSURE DIFF. TRAN. -HP DIAPH./LP THRD. |  |  | AIRH | DCS | Field | [7 empty] | IS | 4503-VZ-DM-T31442006 |  |  |  | 3144-PDT-406/3900-DSB-011 | [28 empty] | 3900-DSB-011 |  |  |  |  | 17 | 2
| 3144-PIT-407 |  | 3144-PD-407 | PRESSURE IND. TRANSM - DIAPH. WITH CAP |  |  | AIRH | DCS | Field | [7 empty] | IS | 4503-VZ-DM-T31442002 |  |  |  | 3144-PIT-407/3900-DSB-011 | [28 empty] | 3900-DSB-011 |  |  |  |  | 17 | 3
| 3144-PDT-408 |  | 3144-PD-408 | PRESSURE DIFF. TRAN. -HP DIAPH./LP THRD. |  |  | AIRH | DCS | Field | [7 empty] | IS | 4503-VZ-DM-T31442009 |  |  |  | 3144-PDT-408/3900-DSB-011 | [28 empty] | 3900-DSB-011 |  |  |  |  | 17 | 4
| 3144-TIT-601 |  | 3144-TD-601 | TEMPERATURE IND. TRANSM. - REMOTE MOUNT |  |  | AIRH | DCS | Field | [7 empty] | IS | 4503-VZ-DM-T31442001 | 31-V-4475 |  |  | 3144-TIT-601/3900-DSB-011 | [28 empty] | 3900-DSB-011 |  |  |  |  | 18 | 1
| 3145-LT-301 |  | 3145-LD-301 | LEVEL TRANSM. - DP DIAPHRAGM CAPILLARY |  |  | AIRH | DCS | Field | [7 empty] | IS | 4503-VZ-DM-T31452002 | 31-V-4586 |  |  | 3145-LT-301/3900-DSB-011 | [28 empty] | 3900-DSB-011 |  |  |  |  | 18 | 2
| 3145-PT-405 |  | 3145-PD-405 | PRESSURE TRANSM. - DIAPH. WITH CAPILLARY |  |  | AIRH | DCS | Field | [7 empty] | IS | 4503-VZ-DM-T31452002 |  |  |  | 3145-PT-405/3900-DSB-011 | [28 empty] | 3900-DSB-011 |  |  |  |  | 18 | 3
| 3145-PDT-410 |  | 3145-PD-410 | PRESSURE DIFF. TRAN. -HP DIAPH./LP THRD. |  |  | AIRH | DCS | Field | [7 empty] | IS | 4503-VZ-DM-T31452003 |  |  |  | 3145-PDT-410/3900-DSB-011 | [28 empty] | 3900-DSB-011 |  |  |  |  | 18 | 4
| 3145-PIT-411 |  | 3145-PD-411 | PRESSURE IND. TRANSM - DIAPH. WITH CAP |  |  | AIRH | DCS | Field | [7 empty] | IS | 4503-VZ-DM-T31452002 |  |  |  | 3145-PIT-411/3900-DSB-011 | [28 empty] | 3900-DSB-011 |  |  |  |  | 19 | 1
| 3145-PIT-413 |  | 3145-PD-413 | PRESSURE IND. TRANSM - DIAPH. WITH CAP |  |  | AIRH | DCS | Field | [7 empty] | IS | 4503-VZ-DM-T31452002 |  |  |  | 3145-PIT-413/3900-DSB-011 | [28 empty] | 3900-DSB-011 |  |  |  |  | 19 | 2
| 3145-PDT-415 |  | 3145-PD-415 | PRESSURE DIFF. TRAN. -HP DIAPH./LP THRD. |  |  | AIRH | DCS | Field | [7 empty] | IS | 4503-VZ-DM-T31452003 |  |  |  | 3145-PDT-415/3900-DSB-011 | [28 empty] | 3900-DSB-011 |  |  |  |  | 19 | 3
| 8670-TT-601 |  | 8670-TD-601 | TEMPERATURE TRANSM. - HEAD MOUNT |  |  | AIRH | DCS | Field | [7 empty] | IS | 4503-VZ-DM-T86702001 | 86-V-7001 |  |  | 8670-TT-601/3900-DSB-011 | [28 empty] | 3900-DSB-011 |  |  |  |  | 19 | 4
| SPARE | [49 empty] | 3900-DSB-011 |  |  |  |  | 20 | 1
| SPARE | [49 empty] | 3900-DSB-011 |  |  |  |  | 20 | 2
| SPARE | [49 empty] | 3900-DSB-011 |  |  |  |  | 20 | 3
| SPARE | [49 empty] | 3900-DSB-011 |  |  |  |  | 20 | 4
| SPARE | [49 empty] | 3900-DSB-011 |  |  |  |  | 21 | 1
| SPARE | [49 empty] | 3900-DSB-011 |  |  |  |  | 21 | 2
| SPARE | [49 empty] | 3900-DSB-011 |  |  |  |  | 21 | 3
| SPARE | [49 empty] | 3900-DSB-011 |  |  |  |  | 21 | 4
| SPARE | [49 empty] | 3900-DSB-011 |  |  |  |  | 22 | 1
| SPARE | [49 empty] | 3900-DSB-011 |  |  |  |  | 22 | 2
| SPARE | [49 empty] | 3900-DSB-011 |  |  |  |  | 22 | 3
| SPARE | [49 empty] | 3900-DSB-011 |  |  |  |  | 22 | 4
| SPARE | [49 empty] | 3900-DSB-011 |  |  |  |  | 23 | 1
| SPARE | [49 empty] | 3900-DSB-011 |  |  |  |  | 23 | 2
| SPARE | [49 empty] | 3900-DSB-011 |  |  |  |  | 23 | 3
| SPARE | [49 empty] | 3900-DSB-011 |  |  |  |  | 23 | 4
| SPARE | [49 empty] | 3900-DSB-011 |  |  |  |  | 24 | 1
| SPARE | [49 empty] | 3900-DSB-011 |  |  |  |  | 24 | 2
| SPARE | [49 empty] | 3900-DSB-011 |  |  |  |  | 24 | 3
| SPARE | [49 empty] | 3900-DSB-011 |  |  |  |  | 24 | 4
| 3140-XZSC-817B |  | 3140-XD-817B | LIMIT SWITCH - CLOSE |  |  | DIR | DCS | Field | [7 empty] | IS | 4503-VZ-DM-T31402010 |  |  | 3140-XD-817_G2 | 3140-XZSC-817B/3900-DSB-012 | [28 empty] | 3900-DSB-012 |  |  |  |  | 1 | 1
| 3140-XZSO-817B |  | 3140-XD-817B | LIMIT SWITCH - OPEN |  |  | DIR | DCS | Field | [7 empty] | IS | 4503-VZ-DM-T31402010 |  |  | 3140-XD-817_G2 | 3140-XZSO-817B/3900-DSB-012 | [28 empty] | 3900-DSB-012 |  |  |  |  | 1 | 2
| 3140-XZSC-818D |  | 3140-XD-818D | LIMIT SWITCH - CLOSE |  |  | DIR | DCS | Field | [7 empty] | IS | 4503-VZ-DM-T31402010 |  |  | 3140-XD-818_G2 | 3140-XZSC-818D/3900-DSB-012 | [28 empty] | 3900-DSB-012 |  |  |  |  | 1 | 3
| 3140-XZSO-818D |  | 3140-XD-818D | LIMIT SWITCH - OPEN |  |  | DIR | DCS | Field | [7 empty] | IS | 4503-VZ-DM-T31402010 |  |  | 3140-XD-818_G2 | 3140-XZSO-818D/3900-DSB-012 | [28 empty] | 3900-DSB-012 |  |  |  |  | 1 | 4
| 3140-XZSC-817C |  | 3140-XD-817C | LIMIT SWITCH - CLOSE |  |  | DIR | DCS | Field | [7 empty] | IS | 4503-VZ-DM-T31402010 |  |  | 3140-XD-817_G3 | 3140-XZSC-817C/3900-DSB-012 | [28 empty] | 3900-DSB-012 |  |  |  |  | 2 | 1
| 3140-XZSO-817C |  | 3140-XD-817C | LIMIT SWITCH - OPEN |  |  | DIR | DCS | Field | [7 empty] | IS | 4503-VZ-DM-T31402010 |  |  | 3140-XD-817_G3 | 3140-XZSO-817C/3900-DSB-012 | [28 empty] | 3900-DSB-012 |  |  |  |  | 2 | 2
| 3140-XZSC-818G |  | 3140-XD-818G | LIMIT SWITCH - CLOSE |  |  | DIR | DCS | Field | [7 empty] | IS | 4503-VZ-DM-T31402010 |  |  | 3140-XD-818_G3 | 3140-XZSC-818G/3900-DSB-012 | [28 empty] | 3900-DSB-012 |  |  |  |  | 2 | 3
| 3140-XZSO-818G |  | 3140-XD-818G | LIMIT SWITCH - OPEN |  |  | DIR | DCS | Field | [7 empty] | IS | 4503-VZ-DM-T31402010 |  |  | 3140-XD-818_G3 | 3140-XZSO-818G/3900-DSB-012 | [28 empty] | 3900-DSB-012 |  |  |  |  | 2 | 4
| 3140-XZSC-817D |  | 3140-XD-817D | LIMIT SWITCH - CLOSE |  |  | DIR | DCS | Field | [7 empty] | IS | 4503-VZ-DM-T31402010 |  |  | 3140-XD-817_G4 | 3140-XZSC-817D/3900-DSB-012 | [28 empty] | 3900-DSB-012 |  |  |  |  | 3 | 1
| 3140-XZSO-817D |  | 3140-XD-817D | LIMIT SWITCH - OPEN |  |  | DIR | DCS | Field | [7 empty] | IS | 4503-VZ-DM-T31402010 |  |  | 3140-XD-817_G4 | 3140-XZSO-817D/3900-DSB-012 | [28 empty] | 3900-DSB-012 |  |  |  |  | 3 | 2
| 3140-XZSC-818H |  | 3140-XD-818H | LIMIT SWITCH - CLOSE |  |  | DIR | DCS | Field | [7 empty] | IS | 4503-VZ-DM-T31402010 |  |  | 3140-XD-818_G4 | 3140-XZSC-818H/3900-DSB-012 | [28 empty] | 3900-DSB-012 |  |  |  |  | 3 | 3
| 3140-XZSO-818H |  | 3140-XD-818H | LIMIT SWITCH - OPEN |  |  | DIR | DCS | Field | [7 empty] | IS | 4503-VZ-DM-T31402010 |  |  | 3140-XD-818_G4 | 3140-XZSO-818H/3900-DSB-012 | [28 empty] | 3900-DSB-012 |  |  |  |  | 3 | 4
| 3140-XZSC-817E |  | 3140-XD-817E | LIMIT SWITCH - CLOSE |  |  | DIR | DCS | Field | [7 empty] | IS | 4503-VZ-DM-T31402010 |  |  | 3140-XD-817_G5 | 3140-XZSC-817E/3900-DSB-012 | [28 empty] | 3900-DSB-012 |  |  |  |  | 4 | 1
| 3140-XZSO-817E |  | 3140-XD-817E | LIMIT SWITCH - OPEN |  |  | DIR | DCS | Field | [7 empty] | IS | 4503-VZ-DM-T31402010 |  |  | 3140-XD-817_G5 | 3140-XZSO-817E/3900-DSB-012 | [28 empty] | 3900-DSB-012 |  |  |  |  | 4 | 2
| 3140-XZSC-819 |  | 3140-XD-819 | LIMIT SWITCH - CLOSE |  |  | DIR | DCS | Field | [7 empty] | IS | 4503-VZ-DM-T31402018 |  |  |  | 3140-XZSC-819/3900-DSB-012 | [28 empty] | 3900-DSB-012 |  |  |  |  | 4 | 3
| 3140-XZSO-819 |  | 3140-XD-819 | LIMIT SWITCH - OPEN |  |  | DIR | DCS | Field | [7 empty] | IS | 4503-VZ-DM-T31402018 |  |  |  | 3140-XZSO-819/3900-DSB-012 | [28 empty] | 3900-DSB-012 |  |  |  |  | 4 | 4
| 3140-XZSC-817F |  | 3140-XD-817F | LIMIT SWITCH - CLOSE |  |  | DIR | DCS | Field | [7 empty] | IS | 4503-VZ-DM-T31402010 |  |  | 3140-XD-817_G6 | 3140-XZSC-817F/3900-DSB-012 | [28 empty] | 3900-DSB-012 |  |  |  |  | 5 | 1
| 3140-XZSO-817F |  | 3140-XD-817F | LIMIT SWITCH - OPEN |  |  | DIR | DCS | Field | [7 empty] | IS | 4503-VZ-DM-T31402010 |  |  | 3140-XD-817_G6 | 3140-XZSO-817F/3900-DSB-012 | [28 empty] | 3900-DSB-012 |  |  |  |  | 5 | 2
| 3140-XZSC-820 |  | 3140-XD-820 | LIMIT SWITCH - CLOSE |  |  | DIR | DCS | Field | [7 empty] | IS | 4503-VZ-DM-T31402018 |  |  |  | 3140-XZSC-820/3900-DSB-012 | [28 empty] | 3900-DSB-012 |  |  |  |  | 5 | 3
| 3140-XZSO-820 |  | 3140-XD-820 | LIMIT SWITCH - OPEN |  |  | DIR | DCS | Field | [7 empty] | IS | 4503-VZ-DM-T31402018 |  |  |  | 3140-XZSO-820/3900-DSB-012 | [28 empty] | 3900-DSB-012 |  |  |  |  | 5 | 4
| 3140-XZSC-817G |  | 3140-XD-817G | LIMIT SWITCH - CLOSE |  |  | DIR | DCS | Field | [7 empty] | IS | 4503-VZ-DM-T31402010 |  |  | 3140-XD-817_G7 | 3140-XZSC-817G/3900-DSB-012 | [28 empty] | 3900-DSB-012 |  |  |  |  | 6 | 1
| 3140-XZSO-817G |  | 3140-XD-817G | LIMIT SWITCH - OPEN |  |  | DIR | DCS | Field | [7 empty] | IS | 4503-VZ-DM-T31402010 |  |  | 3140-XD-817_G7 | 3140-XZSO-817G/3900-DSB-012 | [28 empty] | 3900-DSB-012 |  |  |  |  | 6 | 2
| 3140-PT-504 |  | 3140-XZ-805 | PRESSURE TRANSMITTER |  |  | AIRH | DCS | Field | [7 empty] | IS | 4503-VZ-DM-T31402001 | 3140-XZV-805 |  |  | 3140-PT-504/3900-DSB-012 | [28 empty] | 3900-DSB-012 |  |  |  |  | 6 | 3
| 3140-XZSC-805 |  | 3140-XZ-805 | LIMIT SWITCH - CLOSE |  |  | DIR | DCS | Field | [7 empty] | IS | 4503-VZ-DM-T31402001 |  |  |  | 3140-XZSC-805/3900-DSB-012 | [28 empty] | 3900-DSB-012 |  |  |  |  | 6 | 4
| 3140-XZSC-817H |  | 3140-XD-817H | LIMIT SWITCH - CLOSE |  |  | DIR | DCS | Field | [7 empty] | IS | 4503-VZ-DM-T31402010 |  |  | 3140-XD-817_G8 | 3140-XZSC-817H/3900-DSB-012 | [28 empty] | 3900-DSB-012 |  |  |  |  | 7 | 1
| 3140-XZSO-817H |  | 3140-XD-817H | LIMIT SWITCH - OPEN |  |  | DIR | DCS | Field | [7 empty] | IS | 4503-VZ-DM-T31402010 |  |  | 3140-XD-817_G8 | 3140-XZSO-817H/3900-DSB-012 | [28 empty] | 3900-DSB-012 |  |  |  |  | 7 | 2
| 3140-XZSO-805 |  | 3140-XZ-805 | LIMIT SWITCH - OPEN |  |  | DIR | DCS | Field | [7 empty] | IS | 4503-VZ-DM-T31402001 |  |  |  | 3140-XZSO-805/3900-DSB-012 | [28 empty] | 3900-DSB-012 |  |  |  |  | 7 | 3
| 3142-KZSC-808 |  | 3142-KD-808 | LIMIT SWITCH - CLOSE |  |  | DIR | DCS | Field | [7 empty] | IS | 4503-VZ-DM-T31422004 |  |  |  | 3142-KZSC-808/3900-DSB-012 | [28 empty] | 3900-DSB-012 |  |  |  |  | 7 | 4
| 3140-XZSC-817I |  | 3140-XD-817I | LIMIT SWITCH - CLOSE |  |  | DIR | DCS | Field | [7 empty] | IS | 4503-VZ-DM-T31402010 |  |  | 3140-XD-817_G9 | 3140-XZSC-817I/3900-DSB-012 | [28 empty] | 3900-DSB-012 |  |  |  |  | 8 | 1
| 3140-XZSO-817I |  | 3140-XD-817I | LIMIT SWITCH - OPEN |  |  | DIR | DCS | Field | [7 empty] | IS | 4503-VZ-DM-T31402010 |  |  | 3140-XD-817_G9 | 3140-XZSO-817I/3900-DSB-012 | [28 empty] | 3900-DSB-012 |  |  |  |  | 8 | 2
| 3142-KZSO-808 |  | 3142-KD-808 | LIMIT SWITCH - OPEN |  |  | DIR | DCS | Field | [7 empty] | IS | 4503-VZ-DM-T31422004 |  |  |  | 3142-KZSO-808/3900-DSB-012 | [28 empty] | 3900-DSB-012 |  |  |  |  | 8 | 3
| 3142-KZSC-809 |  | 3142-KD-809 | LIMIT SWITCH - CLOSE |  |  | DIR | DCS | Field | [7 empty] | IS | 4503-VZ-DM-T31422004 |  |  |  | 3142-KZSC-809/3900-DSB-012 | [28 empty] | 3900-DSB-012 |  |  |  |  | 8 | 4
| 3140-XZSO-818C |  | 3140-XD-818C | LIMIT SWITCH - OPEN |  |  | DIR | DCS | Field | [7 empty] | IS | 4503-VZ-DM-T31402010 |  |  | 3140-XD-818_G1 | 3140-XZSO-818C/3900-DSB-012 | [28 empty] | 3900-DSB-012 |  |  |  |  | 9 | 1
| 3140-XZSC-818C |  | 3140-XD-818C | LIMIT SWITCH - CLOSE |  |  | DIR | DCS | Field | [7 empty] | IS | 4503-VZ-DM-T31402010 |  |  | 3140-XD-818_G1 | 3140-XZSC-818C/3900-DSB-012 | [28 empty] | 3900-DSB-012 |  |  |  |  | 9 | 2
| 3140-XZSC-813A |  | 3140-XZ-813A | LIMIT SWITCH - CLOSE |  |  | DIR | DCS | Field | [7 empty] | IS | 4503-VZ-DM-T31402001 |  |  | 3140-XZ-813_G1 | 3140-XZSC-813A/3900-DSB-012 | [28 empty] | 3900-DSB-012 |  |  |  |  | 9 | 3
| 3140-XZSO-813A |  | 3140-XZ-813A | LIMIT SWITCH - OPEN |  |  | DIR | DCS | Field | [7 empty] | IS | 4503-VZ-DM-T31402001 |  |  | 3140-XZ-813_G1 | 3140-XZSO-813A/3900-DSB-012 | [28 empty] | 3900-DSB-012 |  |  |  |  | 9 | 4
| 3140-XHY-813A |  | 3140-XZ-813A | PST DEVICE |  |  | AORH | DCS | Field | [7 empty] | IS | 4503-VZ-DM-T31402001 |  |  | 3140-XZ-813_G1 | 3140-XHY-813A/3900-DSB-012 | [28 empty] | 3900-DSB-012 |  |  |  |  | 10 | 1
| 3142-KZSO-809 |  | 3142-KD-809 | LIMIT SWITCH - OPEN |  |  | DIR | DCS | Field | [7 empty] | IS | 4503-VZ-DM-T31422004 |  |  |  | 3142-KZSO-809/3900-DSB-012 | [28 empty] | 3900-DSB-012 |  |  |  |  | 10 | 2
| 3142-KZSC-810 |  | 3142-KD-810 | LIMIT SWITCH - CLOSE |  |  | DIR | DCS | Field | [7 empty] | IS | 4503-VZ-DM-T31422004 |  |  |  | 3142-KZSC-810/3900-DSB-012 | [28 empty] | 3900-DSB-012 |  |  |  |  | 10 | 3
| 3142-KZSO-810 |  | 3142-KD-810 | LIMIT SWITCH - OPEN |  |  | DIR | DCS | Field | [7 empty] | IS | 4503-VZ-DM-T31422004 |  |  |  | 3142-KZSO-810/3900-DSB-012 | [28 empty] | 3900-DSB-012 |  |  |  |  | 10 | 4
| 3140-XZSC-813B |  | 3140-XZ-813B | LIMIT SWITCH - CLOSE |  |  | DIR | DCS | Field | [7 empty] | IS | 4503-VZ-DM-T31402001 |  |  | 3140-XZ-813_G2 | 3140-XZSC-813B/3900-DSB-012 | [28 empty] | 3900-DSB-012 |  |  |  |  | 11 | 1
| 3140-XZSO-813B |  | 3140-XZ-813B | LIMIT SWITCH - OPEN |  |  | DIR | DCS | Field | [7 empty] | IS | 4503-VZ-DM-T31402001 |  |  | 3140-XZ-813_G2 | 3140-XZSO-813B/3900-DSB-012 | [28 empty] | 3900-DSB-012 |  |  |  |  | 11 | 2
| 3140-XHY-813B |  | 3140-XZ-813B | PST DEVICE |  |  | AORH | DCS | Field | [7 empty] | IS | 4503-VZ-DM-T31402001 |  |  | 3140-XZ-813_G2 | 3140-XHY-813B/3900-DSB-012 | [28 empty] | 3900-DSB-012 |  |  |  |  | 11 | 3
| 3142-KZSC-811 |  | 3142-KD-811 | LIMIT SWITCH - CLOSE |  |  | DIR | DCS | Field | [7 empty] | IS | 4503-VZ-DM-T31422004 |  |  |  | 3142-KZSC-811/3900-DSB-012 | [28 empty] | 3900-DSB-012 |  |  |  |  | 11 | 4
| 3141-FT-262 |  | 3141-FD-262 | FLOW TRANSMITTER - dP |  |  | AIRH | DCS | Field | [7 empty] | IS | 4503-VZ-DM-T31412011 |  |  | PDS-G3 | 3141-FT-262/3900-DSB-012 | [28 empty] | 3900-DSB-012 |  |  |  |  | 12 | 1
| 3142-KZSO-811 |  | 3142-KD-811 | LIMIT SWITCH - OPEN |  |  | DIR | DCS | Field | [7 empty] | IS | 4503-VZ-DM-T31422004 |  |  |  | 3142-KZSO-811/3900-DSB-012 | [28 empty] | 3900-DSB-012 |  |  |  |  | 12 | 2
| 3142-KZSC-812 |  | 3142-KD-812 | LIMIT SWITCH - CLOSE |  |  | DIR | DCS | Field | [7 empty] | IS | 4503-VZ-DM-T31422004 |  |  |  | 3142-KZSC-812/3900-DSB-012 | [28 empty] | 3900-DSB-012 |  |  |  |  | 12 | 3
| 3142-KZSO-812 |  | 3142-KD-812 | LIMIT SWITCH - OPEN |  |  | DIR | DCS | Field | [7 empty] | IS | 4503-VZ-DM-T31422004 |  |  |  | 3142-KZSO-812/3900-DSB-012 | [28 empty] | 3900-DSB-012 |  |  |  |  | 12 | 4
| 3142-KZSC-813 |  | 3142-KD-813 | LIMIT SWITCH - CLOSE |  |  | DIR | DCS | Field | [7 empty] | IS | 4503-VZ-DM-T31422004 |  |  |  | 3142-KZSC-813/3900-DSB-012 | [28 empty] | 3900-DSB-012 |  |  |  |  | 13 | 1
| 3142-KZSO-813 |  | 3142-KD-813 | LIMIT SWITCH - OPEN |  |  | DIR | DCS | Field | [7 empty] | IS | 4503-VZ-DM-T31422004 |  |  |  | 3142-KZSO-813/3900-DSB-012 | [28 empty] | 3900-DSB-012 |  |  |  |  | 13 | 2
| 3142-KZSC-814 |  | 3142-KD-814 | LIMIT SWITCH - CLOSE |  |  | DIR | DCS | Field | [7 empty] | IS | 4503-VZ-DM-T31422004 |  |  |  | 3142-KZSC-814/3900-DSB-012 | [28 empty] | 3900-DSB-012 |  |  |  |  | 13 | 3
| 3142-KZSO-814 |  | 3142-KD-814 | LIMIT SWITCH - OPEN |  |  | DIR | DCS | Field | [7 empty] | IS | 4503-VZ-DM-T31422004 |  |  |  | 3142-KZSO-814/3900-DSB-012 | [28 empty] | 3900-DSB-012 |  |  |  |  | 13 | 4
| 3142-KZSC-838 |  | 3142-KD-838 | LIMIT SWITCH - CLOSE |  |  | DIR | DCS | Field | [7 empty] | IS | 4503-VZ-DM-T31422005 |  |  |  | 3142-KZSC-838/3900-DSB-012 | [28 empty] | 3900-DSB-012 |  |  |  |  | 14 | 1
| 3142-KZSO-838 |  | 3142-KD-838 | LIMIT SWITCH - OPEN |  |  | DIR | DCS | Field | [7 empty] | IS | 4503-VZ-DM-T31422005 |  |  |  | 3142-KZSO-838/3900-DSB-012 | [28 empty] | 3900-DSB-012 |  |  |  |  | 14 | 2
| 3142-KZSC-839 |  | 3142-KD-839 | LIMIT SWITCH - CLOSE |  |  | DIR | DCS | Field | [7 empty] | IS | 4503-VZ-DM-T31422005 |  |  |  | 3142-KZSC-839/3900-DSB-012 | [28 empty] | 3900-DSB-012 |  |  |  |  | 14 | 3
| 3142-KZSO-839 |  | 3142-KD-839 | LIMIT SWITCH - OPEN |  |  | DIR | DCS | Field | [7 empty] | IS | 4503-VZ-DM-T31422005 |  |  |  | 3142-KZSO-839/3900-DSB-012 | [28 empty] | 3900-DSB-012 |  |  |  |  | 14 | 4
| 3142-KZSC-840 |  | 3142-KD-840 | LIMIT SWITCH - CLOSE |  |  | DIR | DCS | Field | [7 empty] | IS | 4503-VZ-DM-T31422005 |  |  |  | 3142-KZSC-840/3900-DSB-012 | [28 empty] | 3900-DSB-012 |  |  |  |  | 15 | 1
| 3142-KZSO-840 |  | 3142-KD-840 | LIMIT SWITCH - OPEN |  |  | DIR | DCS | Field | [7 empty] | IS | 4503-VZ-DM-T31422005 |  |  |  | 3142-KZSO-840/3900-DSB-012 | [28 empty] | 3900-DSB-012 |  |  |  |  | 15 | 2
| 3142-KZSC-841 |  | 3142-KD-841 | LIMIT SWITCH - CLOSE |  |  | DIR | DCS | Field | [7 empty] | IS | 4503-VZ-DM-T31422005 |  |  |  | 3142-KZSC-841/3900-DSB-012 | [28 empty] | 3900-DSB-012 |  |  |  |  | 15 | 3
| 3142-KZSO-841 |  | 3142-KD-841 | LIMIT SWITCH - OPEN |  |  | DIR | DCS | Field | [7 empty] | IS | 4503-VZ-DM-T31422005 |  |  |  | 3142-KZSO-841/3900-DSB-012 | [28 empty] | 3900-DSB-012 |  |  |  |  | 15 | 4
| 3142-KZSC-842 |  | 3142-KD-842 | LIMIT SWITCH - CLOSE |  |  | DIR | DCS | Field | [7 empty] | IS | 4503-VZ-DM-T31422005 |  |  |  | 3142-KZSC-842/3900-DSB-012 | [28 empty] | 3900-DSB-012 |  |  |  |  | 16 | 1
| 3142-KZSO-842 |  | 3142-KD-842 | LIMIT SWITCH - OPEN |  |  | DIR | DCS | Field | [7 empty] | IS | 4503-VZ-DM-T31422005 |  |  |  | 3142-KZSO-842/3900-DSB-012 | [28 empty] | 3900-DSB-012 |  |  |  |  | 16 | 2
| 3142-KZSC-843 |  | 3142-KD-843 | LIMIT SWITCH - CLOSE |  |  | DIR | DCS | Field | [7 empty] | IS | 4503-VZ-DM-T31422005 |  |  |  | 3142-KZSC-843/3900-DSB-012 | [28 empty] | 3900-DSB-012 |  |  |  |  | 16 | 3
| 3142-KZSO-843 |  | 3142-KD-843 | LIMIT SWITCH - OPEN |  |  | DIR | DCS | Field | [7 empty] | IS | 4503-VZ-DM-T31422005 |  |  |  | 3142-KZSO-843/3900-DSB-012 | [28 empty] | 3900-DSB-012 |  |  |  |  | 16 | 4
| 3142-KZSC-844 |  | 3142-KD-844 | LIMIT SWITCH - CLOSE |  |  | DIR | DCS | Field | [7 empty] | IS | 4503-VZ-DM-T31422005 |  |  |  | 3142-KZSC-844/3900-DSB-012 | [28 empty] | 3900-DSB-012 |  |  |  |  | 17 | 1
| 3142-KZSO-844 |  | 3142-KD-844 | LIMIT SWITCH - OPEN |  |  | DIR | DCS | Field | [7 empty] | IS | 4503-VZ-DM-T31422005 |  |  |  | 3142-KZSO-844/3900-DSB-012 | [28 empty] | 3900-DSB-012 |  |  |  |  | 17 | 2
| 3142-KZSC-868 |  | 3142-KD-868 | LIMIT SWITCH - CLOSE |  |  | DIR | DCS | Field | [7 empty] | IS | 4503-VZ-DM-T31422006 |  |  |  | 3142-KZSC-868/3900-DSB-012 | [28 empty] | 3900-DSB-012 |  |  |  |  | 17 | 3
| 3142-KZSO-868 |  | 3142-KD-868 | LIMIT SWITCH - OPEN |  |  | DIR | DCS | Field | [7 empty] | IS | 4503-VZ-DM-T31422006 |  |  |  | 3142-KZSO-868/3900-DSB-012 | [28 empty] | 3900-DSB-012 |  |  |  |  | 17 | 4
| 3142-KZSC-869 |  | 3142-KD-869 | LIMIT SWITCH - CLOSE |  |  | DIR | DCS | Field | [7 empty] | IS | 4503-VZ-DM-T31422006 |  |  |  | 3142-KZSC-869/3900-DSB-012 | [28 empty] | 3900-DSB-012 |  |  |  |  | 18 | 1
| 3142-KZSO-869 |  | 3142-KD-869 | LIMIT SWITCH - OPEN |  |  | DIR | DCS | Field | [7 empty] | IS | 4503-VZ-DM-T31422006 |  |  |  | 3142-KZSO-869/3900-DSB-012 | [28 empty] | 3900-DSB-012 |  |  |  |  | 18 | 2
| 3142-KZSC-870 |  | 3142-KD-870 | LIMIT SWITCH - CLOSE |  |  | DIR | DCS | Field | [7 empty] | IS | 4503-VZ-DM-T31422006 |  |  |  | 3142-KZSC-870/3900-DSB-012 | [28 empty] | 3900-DSB-012 |  |  |  |  | 18 | 3
| 3142-KZSO-870 |  | 3142-KD-870 | LIMIT SWITCH - OPEN |  |  | DIR | DCS | Field | [7 empty] | IS | 4503-VZ-DM-T31422006 |  |  |  | 3142-KZSO-870/3900-DSB-012 | [28 empty] | 3900-DSB-012 |  |  |  |  | 18 | 4
| 3142-KZSC-871 |  | 3142-KD-871 | LIMIT SWITCH - CLOSE |  |  | DIR | DCS | Field | [7 empty] | IS | 4503-VZ-DM-T31422006 |  |  |  | 3142-KZSC-871/3900-DSB-012 | [28 empty] | 3900-DSB-012 |  |  |  |  | 19 | 1
| 3142-KZSO-871 |  | 3142-KD-871 | LIMIT SWITCH - OPEN |  |  | DIR | DCS | Field | [7 empty] | IS | 4503-VZ-DM-T31422006 |  |  |  | 3142-KZSO-871/3900-DSB-012 | [28 empty] | 3900-DSB-012 |  |  |  |  | 19 | 2
| 3142-KZSC-872 |  | 3142-KD-872 | LIMIT SWITCH - CLOSE |  |  | DIR | DCS | Field | [7 empty] | IS | 4503-VZ-DM-T31422006 |  |  |  | 3142-KZSC-872/3900-DSB-012 | [28 empty] | 3900-DSB-012 |  |  |  |  | 19 | 3
| 3142-KZSO-872 |  | 3142-KD-872 | LIMIT SWITCH - OPEN |  |  | DIR | DCS | Field | [7 empty] | IS | 4503-VZ-DM-T31422006 |  |  |  | 3142-KZSO-872/3900-DSB-012 | [28 empty] | 3900-DSB-012 |  |  |  |  | 19 | 4
| 3142-KZSC-873 |  | 3142-KD-873 | LIMIT SWITCH - CLOSE |  |  | DIR | DCS | Field | [7 empty] | IS | 4503-VZ-DM-T31422006 |  |  |  | 3142-KZSC-873/3900-DSB-012 | [28 empty] | 3900-DSB-012 |  |  |  |  | 20 | 1
| 3142-KZSO-873 |  | 3142-KD-873 | LIMIT SWITCH - OPEN |  |  | DIR | DCS | Field | [7 empty] | IS | 4503-VZ-DM-T31422006 |  |  |  | 3142-KZSO-873/3900-DSB-012 | [28 empty] | 3900-DSB-012 |  |  |  |  | 20 | 2
| SPARE | [49 empty] | 3900-DSB-012 |  |  |  |  | 20 | 3
| SPARE | [49 empty] | 3900-DSB-012 |  |  |  |  | 20 | 4
| SPARE | [49 empty] | 3900-DSB-012 |  |  |  |  | 21 | 1
| SPARE | [49 empty] | 3900-DSB-012 |  |  |  |  | 21 | 2
| SPARE | [49 empty] | 3900-DSB-012 |  |  |  |  | 21 | 3
| SPARE | [49 empty] | 3900-DSB-012 |  |  |  |  | 21 | 4
| SPARE | [49 empty] | 3900-DSB-012 |  |  |  |  | 22 | 1
| SPARE | [49 empty] | 3900-DSB-012 |  |  |  |  | 22 | 2
| SPARE | [49 empty] | 3900-DSB-012 |  |  |  |  | 22 | 3
| SPARE | [49 empty] | 3900-DSB-012 |  |  |  |  | 22 | 4
| SPARE | [49 empty] | 3900-DSB-012 |  |  |  |  | 23 | 1
| SPARE | [49 empty] | 3900-DSB-012 |  |  |  |  | 23 | 2
| SPARE | [49 empty] | 3900-DSB-012 |  |  |  |  | 23 | 3
| SPARE | [49 empty] | 3900-DSB-012 |  |  |  |  | 23 | 4
| SPARE | [49 empty] | 3900-DSB-012 |  |  |  |  | 24 | 1
| SPARE | [49 empty] | 3900-DSB-012 |  |  |  |  | 24 | 2
| SPARE | [49 empty] | 3900-DSB-012 |  |  |  |  | 24 | 3
| SPARE | [49 empty] | 3900-DSB-012 |  |  |  |  | 24 | 4
| 3140-PZSH-011 |  | 3140-PD-011 | PRESSURE LIMIT SWITCH |  |  | DIR | DCS | Field | [7 empty] | IS | 4503-VZ-DM-T31402003 |  |  |  | 3140-PZSH-011/3900-DSB-013 | [28 empty] | 3900-DSB-013 |  |  |  |  | 1 | 1
| 3140-PZSH-012 |  | 3140-PD-012 | PRESSURE LIMIT SWITCH |  |  | DIR | DCS | Field | [7 empty] | IS | 4503-VZ-DM-T31402003 |  |  |  | 3140-PZSH-012/3900-DSB-013 | [28 empty] | 3900-DSB-013 |  |  |  |  | 1 | 2
| 3142-KZSC-874 |  | 3142-KD-874 | LIMIT SWITCH - CLOSE |  |  | DIR | DCS | Field | [7 empty] | IS | 4503-VZ-DM-T31422006 |  |  |  | 3142-KZSC-874/3900-DSB-013 | [28 empty] | 3900-DSB-013 |  |  |  |  | 1 | 3
| 3142-KZSO-874 |  | 3142-KD-874 | LIMIT SWITCH - OPEN |  |  | DIR | DCS | Field | [7 empty] | IS | 4503-VZ-DM-T31422006 |  |  |  | 3142-KZSO-874/3900-DSB-013 | [28 empty] | 3900-DSB-013 |  |  |  |  | 1 | 4
| 3142-PDIT-413 |  | 3142-PD-413 | PRESSURE DIFFERENTIAL IND XMTR |  |  | AIRH | DCS | Field | [7 empty] | IS | 4503-VZ-DM-T31422004 | 31-V-4240A |  |  | 3142-PDIT-413/3900-DSB-013 | [28 empty] | 3900-DSB-013 |  |  |  |  | 2 | 1
| 3142-PDIT-443 |  | 3142-PD-443 | PRESSURE DIFFERENTIAL IND XMTR |  |  | AIRH | DCS | Field | [7 empty] | IS | 4503-VZ-DM-T31422005 | 31-V-4240B |  |  | 3142-PDIT-443/3900-DSB-013 | [28 empty] | 3900-DSB-013 |  |  |  |  | 2 | 2
| 3142-PDIT-473 |  | 3142-PD-473 | PRESSURE DIFFERENTIAL IND XMTR |  |  | AIRH | DCS | Field | [7 empty] | IS | 4503-VZ-DM-T31422006 | 31-V-4240C |  |  | 3142-PDIT-473/3900-DSB-013 | [28 empty] | 3900-DSB-013 |  |  |  |  | 2 | 3
| 3142-XZSC-815 |  | 3142-XD-815 | LIMIT SWITCH - CLOSE |  |  | DIR | DCS | Field | [7 empty] | IS | 4503-VZ-DM-T31422008 |  |  |  | 3142-XZSC-815/3900-DSB-013 | [28 empty] | 3900-DSB-013 |  |  |  |  | 2 | 4
| 3142-XZSO-815 |  | 3142-XD-815 | LIMIT SWITCH - OPEN |  |  | DIR | DCS | Field | [7 empty] | IS | 4503-VZ-DM-T31422008 |  |  |  | 3142-XZSO-815/3900-DSB-013 | [28 empty] | 3900-DSB-013 |  |  |  |  | 3 | 1
| 3143-FIT-202 |  | 3143-FD-202 | FLOW IND.TRANSM. - CORIOLIS REMOTE MOUNT |  |  | AIRH | DCS | Field |  |  |  |  | 230 VAC |  |  | IS | 4503-VZ-DM-T31432008 |  |  |  | 3143-FIT-202/3900-DSB-013 | [28 empty] | 3900-DSB-013 |  |  |  |  | 3 | 2
| 3143-TT-602 |  | 3143-FD-202 | TEMPERATURE TRANSMITTER |  |  | AIRH | DCS | Field | [7 empty] | IS | 4503-VZ-DM-T31432008 |  |  |  | 3143-TT-602/3900-DSB-013 | [28 empty] | 3900-DSB-013 |  |  |  |  | 3 | 3
| 3143-FT-203 |  | 3143-FD-203 | FLOW TRANSMITTER - CORIOLIS |  |  | AIRH | DCS | Field |  |  |  |  | 230 VAC |  |  | IS | 4503-VZ-DM-T31432004 |  |  |  | 3143-FT-203/3900-DSB-013 | [28 empty] | 3900-DSB-013 |  |  |  |  | 3 | 4
| 3143-FY-203 |  | 3143-FD-203 | E/P POSITIONER |  |  | AORH | DCS | Field | [7 empty] | IS | 4503-VZ-DM-T31432004 |  |  |  | 3143-FY-203/3900-DSB-013 | [28 empty] | 3900-DSB-013 |  |  |  |  | 4 | 1
| 3143-FIT-204 |  | 3143-FD-204 | FLOW IND.TRANSM. - CORIOLIS REMOTE MOUNT |  |  | AIRH | DCS | Field |  |  |  |  | 230 VAC |  |  | IS | 4503-VZ-DM-T31432002 |  |  |  | 3143-FIT-204/3900-DSB-013 | [28 empty] | 3900-DSB-013 |  |  |  |  | 4 | 2
| 3143-TT-603 |  | 3143-FD-204 | TEMPERATURE TRANSMITTER |  |  | AIRH | DCS | Field | [7 empty] | IS | 4503-VZ-DM-T31432002 |  |  |  | 3143-TT-603/3900-DSB-013 | [28 empty] | 3900-DSB-013 |  |  |  |  | 4 | 3
| 3143-FIT-205 |  | 3143-FD-205 | FLOW IND.TRANSM. - CORIOLIS REMOTE MOUNT |  |  | AIRH | DCS | Field |  |  |  |  | 230 VAC |  |  | IS | 4503-VZ-DM-T31432002 |  |  |  | 3143-FIT-205/3900-DSB-013 | [28 empty] | 3900-DSB-013 |  |  |  |  | 4 | 4
| 3143-TT-604 |  | 3143-FD-205 | TEMPERATURE TRANSMITTER |  |  | AIRH | DCS | Field | [7 empty] | IS | 4503-VZ-DM-T31432002 |  |  |  | 3143-TT-604/3900-DSB-013 | [28 empty] | 3900-DSB-013 |  |  |  |  | 5 | 1
| 3143-KZSS-801 |  | 3143-KD-801 | LIMIT SWITCH - STRAIGHT |  |  | DIR | DCS | Field | [7 empty] | IS | 4503-VZ-DM-T31432003 |  |  |  | 3143-KZSS-801/3900-DSB-013 | [28 empty] | 3900-DSB-013 |  |  |  |  | 5 | 2
| 3143-KZSD-801 |  | 3143-KD-801 | LIMIT SWITCH - DIVERT |  |  | DIR | DCS | Field | [7 empty] | IS | 4503-VZ-DM-T31432003 |  |  |  | 3143-KZSD-801/3900-DSB-013 | [28 empty] | 3900-DSB-013 |  |  |  |  | 5 | 3
| 3143-KZSD-802 |  | 3143-KD-802 | LIMIT SWITCH - DIVERT |  |  | DIR | DCS | Field | [7 empty] | IS | 4503-VZ-DM-T31432004 |  |  |  | 3143-KZSD-802/3900-DSB-013 | [28 empty] | 3900-DSB-013 |  |  |  |  | 5 | 4
| 3143-KZSS-802 |  | 3143-KD-802 | LIMIT SWITCH - STRAIGHT |  |  | DIR | DCS | Field | [7 empty] | IS | 4503-VZ-DM-T31432004 |  |  |  | 3143-KZSS-802/3900-DSB-013 | [28 empty] | 3900-DSB-013 |  |  |  |  | 6 | 1
| 3143-KZSC-803 |  | 3143-KD-803 | LIMIT SWITCH - CLOSE |  |  | DIR | DCS | Field | [7 empty] | IS | 4503-VZ-DM-T31432004 |  |  |  | 3143-KZSC-803/3900-DSB-013 | [28 empty] | 3900-DSB-013 |  |  |  |  | 6 | 2
| 3143-KZSO-803 |  | 3143-KD-803 | LIMIT SWITCH - OPEN |  |  | DIR | DCS | Field | [7 empty] | IS | 4503-VZ-DM-T31432004 |  |  |  | 3143-KZSO-803/3900-DSB-013 | [28 empty] | 3900-DSB-013 |  |  |  |  | 6 | 3
| 3143-KZSC-804 |  | 3143-KD-804 | LIMIT SWITCH - CLOSE |  |  | DIR | DCS | Field | [7 empty] | IS | 4503-VZ-DM-T31432003 |  |  |  | 3143-KZSC-804/3900-DSB-013 | [28 empty] | 3900-DSB-013 |  |  |  |  | 6 | 4
| 3143-KZSO-804 |  | 3143-KD-804 | LIMIT SWITCH - OPEN |  |  | DIR | DCS | Field | [7 empty] | IS | 4503-VZ-DM-T31432003 |  |  |  | 3143-KZSO-804/3900-DSB-013 | [28 empty] | 3900-DSB-013 |  |  |  |  | 7 | 1
| 3143-KZSO-805 |  | 3143-KD-805 | LIMIT SWITCH - OPEN |  |  | DIR | DCS | Field | [7 empty] | IS | 4503-VZ-DM-T31432003 |  |  |  | 3143-KZSO-805/3900-DSB-013 | [28 empty] | 3900-DSB-013 |  |  |  |  | 7 | 2
| 3143-KZSC-805 |  | 3143-KD-805 | LIMIT SWITCH - CLOSE |  |  | DIR | DCS | Field | [7 empty] | IS | 4503-VZ-DM-T31432003 |  |  |  | 3143-KZSC-805/3900-DSB-013 | [28 empty] | 3900-DSB-013 |  |  |  |  | 7 | 3
| 3143-KZSD-806 |  | 3143-KD-806 | LIMIT SWITCH - DIVERT |  |  | DIR | DCS | Field | [7 empty] | IS | 4503-VZ-DM-T31432004 |  |  |  | 3143-KZSD-806/3900-DSB-013 | [28 empty] | 3900-DSB-013 |  |  |  |  | 7 | 4
| 3143-KZSS-806 |  | 3143-KD-806 | LIMIT SWITCH - STRAIGHT |  |  | DIR | DCS | Field | [7 empty] | IS | 4503-VZ-DM-T31432004 |  |  |  | 3143-KZSS-806/3900-DSB-013 | [28 empty] | 3900-DSB-013 |  |  |  |  | 8 | 1
| 3143-LT-304 |  | 3143-LD-304 | LEVEL TRANSMITTER - GW RADAR |  |  | AIRH | DCS | Field | [7 empty] | IS | 4503-VZ-DM-T31432006 | 31-V-4365 |  |  | 3143-LT-304/3900-DSB-013 | [28 empty] | 3900-DSB-013 |  |  |  |  | 8 | 2
| 3143-PY-401A |  | 3143-PD-401 | E/P POSITIONER |  |  | AORH | DCS | Field | [7 empty] | IS | 4503-VZ-DM-T31432008 |  |  |  | 3143-PY-401A/3900-DSB-013 | [28 empty] | 3900-DSB-013 |  |  |  |  | 8 | 3
| 3143-PY-401B |  | 3143-PD-401 | E/P POSITIONER |  |  | AORH | DCS | Field | [7 empty] | IS | 4503-VZ-DM-T31432008 |  |  |  | 3143-PY-401B/3900-DSB-013 | [28 empty] | 3900-DSB-013 |  |  |  |  | 8 | 4
| 3143-PIT-404 |  | 3143-PD-404 | PRESSURE IND. TRANSM - DIAPH. WITH CAP |  |  | AIRH | DCS | Field | [7 empty] | IS | 4503-VZ-DM-T31432001 |  |  |  | 3143-PIT-404/3900-DSB-013 | [28 empty] | 3900-DSB-013 |  |  |  |  | 9 | 1
| 3143-PIT-406 |  | 3143-PD-406 | PRESSURE IND. TRANSM - DIAPH. WITH CAP |  |  | AIRH | DCS | Field | [7 empty] | IS | 4503-VZ-DM-T31432001 |  |  |  | 3143-PIT-406/3900-DSB-013 | [28 empty] | 3900-DSB-013 |  |  |  |  | 9 | 2
| 3143-PIT-408 |  | 3143-PD-408 | PRESSURE IND. TRANSM - DIAPH. WITH CAP |  |  | AIRH | DCS | Field | [7 empty] | IS | 4503-VZ-DM-T31432002 |  |  |  | 3143-PIT-408/3900-DSB-013 | [28 empty] | 3900-DSB-013 |  |  |  |  | 9 | 3
| 3143-PT-410 |  | 3143-PD-410 | PRESSURE TRANSMITTER |  |  | AIRH | DCS | Field | [7 empty] | IS | 4503-VZ-DM-T31432005 |  |  |  | 3143-PT-410/3900-DSB-013 | [28 empty] | 3900-DSB-013 |  |  |  |  | 9 | 4
| 3143-PDT-411 |  | 3143-PD-411 | PRESSURE DIFF. TRAN. -HP DIAPH./LP THRD. |  |  | AIRH | DCS | Field | [7 empty] | IS | 4503-VZ-DM-T31432004 |  |  |  | 3143-PDT-411/3900-DSB-013 | [28 empty] | 3900-DSB-013 |  |  |  |  | 10 | 1
| 3143-SE-908 |  | 3143-SD-908 | SPEED SENSOR / TRANSMITTER |  |  | AIRH | DCS | Field |  |  |  |  | 230 VAC |  |  | IS | 4503-VZ-DM-T31432008 | 31-AG-4352 |  |  | 3143-SE-908/3900-DSB-013 | [28 empty] | 3900-DSB-013 |  |  |  |  | 10 | 2
| 3143-TIT-606 |  | 3143-TD-606 | TEMPERATURE IND. TRANSM. - REMOTE MOUNT |  |  | AIRH | DCS | Field | [7 empty] | IS | 4503-VZ-DM-T31432003 | 31-V-4357 |  |  | 3143-TIT-606/3900-DSB-013 | [28 empty] | 3900-DSB-013 |  |  |  |  | 10 | 3
| 3144-FT-201 |  | 3144-FD-201 | FLOW TRANSMITTER - CORIOLIS |  |  | AIRH | DCS | Field |  |  |  |  | 230 VAC |  |  | IS | 4503-VZ-DM-T31442007 |  |  |  | 3144-FT-201/3900-DSB-013 | [28 empty] | 3900-DSB-013 |  |  |  |  | 10 | 4
| 3144-FT-202 |  | 3144-FD-202 | FLOW TRANSMITTER - CORIOLIS |  |  | AIRH | DCS | Field |  |  |  |  | 230 VAC |  |  | IS | 4503-VZ-DM-T31442007 |  |  |  | 3144-FT-202/3900-DSB-013 | [28 empty] | 3900-DSB-013 |  |  |  |  | 11 | 1
| 3144-FT-203 |  | 3144-FD-203 | FLOW TRANSMITTER - CORIOLIS |  |  | AIRH | DCS | Field |  |  |  |  | 230 VAC |  |  | IS | 4503-VZ-DM-T31442007 |  |  |  | 3144-FT-203/3900-DSB-013 | [28 empty] | 3900-DSB-013 |  |  |  |  | 11 | 2
| 3144-FT-204 |  | 3144-FD-204 | FLOW TRANSMITTER - CORIOLIS |  |  | AIRH | DCS | Field |  |  |  |  | 230 VAC |  |  | IS | 4503-VZ-DM-T31442007 |  |  |  | 3144-FT-204/3900-DSB-013 | [28 empty] | 3900-DSB-013 |  |  |  |  | 11 | 3
| 3144-FT-205 |  | 3144-FD-205 | FLOW TRANSMITTER - CORIOLIS |  |  | AIRH | DCS | Field |  |  |  |  | 230 VAC |  |  | IS | 4503-VZ-DM-T31442008 |  |  |  | 3144-FT-205/3900-DSB-013 | [28 empty] | 3900-DSB-013 |  |  |  |  | 11 | 4
| 3144-FY-207 |  | 3144-FD-207 | E/P POSITIONER |  |  | AORH | DCS | Field | [7 empty] | IS | 4503-VZ-DM-T31442007 |  |  |  | 3144-FY-207/3900-DSB-013 | [28 empty] | 3900-DSB-013 |  |  |  |  | 12 | 1
| 3144-FY-208 |  | 3144-FD-208 | E/P POSITIONER |  |  | AORH | DCS | Field | [7 empty] | IS | 4503-VZ-DM-T31442007 |  |  |  | 3144-FY-208/3900-DSB-013 | [28 empty] | 3900-DSB-013 |  |  |  |  | 12 | 2
| 3144-FIT-209 |  | 3144-FD-209 | FLOW IND.TRANSM. - CORIOLIS REMOTE MOUNT |  |  | AIRH | DCS | Field |  |  |  |  | 230 VAC |  |  | IS | 4503-VZ-DM-T31442002 |  |  |  | 3144-FIT-209/3900-DSB-013 | [28 empty] | 3900-DSB-013 |  |  |  |  | 12 | 3
| 3144-TT-602 |  | 3144-FD-209 | TEMPERATURE TRANSMITTER |  |  | AIRH | DCS | Field | [7 empty] | IS | 4503-VZ-DM-T31442002 |  |  |  | 3144-TT-602/3900-DSB-013 | [28 empty] | 3900-DSB-013 |  |  |  |  | 12 | 4
| 3144-FY-210 |  | 3144-FD-210 | E/P POSITIONER |  |  | AORH | DCS | Field | [7 empty] | IS | 4503-VZ-DM-T31442007 |  |  |  | 3144-FY-210/3900-DSB-013 | [28 empty] | 3900-DSB-013 |  |  |  |  | 13 | 1
| 3144-FY-211 |  | 3144-FD-211 | E/P POSITIONER |  |  | AORH | DCS | Field | [7 empty] | IS | 4503-VZ-DM-T31442007 |  |  |  | 3144-FY-211/3900-DSB-013 | [28 empty] | 3900-DSB-013 |  |  |  |  | 13 | 2
| 3144-FT-218 |  | 3144-FD-218 | FLOW TRANSMITTER - CORIOLIS |  |  | AIRH | DCS | Field |  |  |  |  | 230 VAC |  |  | IS | 4503-VZ-DM-T31442010 |  |  |  | 3144-FT-218/3900-DSB-013 | [28 empty] | 3900-DSB-013 |  |  |  |  | 13 | 3
| 3144-FT-219 |  | 3144-FD-219 | FLOW TRANSMITTER - CORIOLIS |  |  | AIRH | DCS | Field |  |  |  |  | 230 VAC |  |  | IS | 4503-VZ-DM-T31442010 |  |  |  | 3144-FT-219/3900-DSB-013 | [28 empty] | 3900-DSB-013 |  |  |  |  | 13 | 4
| 3144-FY-212 |  | 3144-FD-212 | E/P POSITIONER |  |  | AORH | DCS | Field | [7 empty] | IS | 4503-VZ-DM-T31442008 |  |  |  | 3144-FY-212/3900-DSB-013 | [28 empty] | 3900-DSB-013 |  |  |  |  | 14 | 1
| 3144-FY-213 |  | 3144-FD-213 | E/P POSITIONER |  |  | AORH | DCS | Field | [7 empty] | IS | 4503-VZ-DM-T31442007 |  |  |  | 3144-FY-213/3900-DSB-013 | [28 empty] | 3900-DSB-013 |  |  |  |  | 14 | 2
| 3144-FT-220 |  | 3144-FD-220 | FLOW TRANSMITTER - CORIOLIS |  |  | AIRH | DCS | Field |  |  |  |  | 230 VAC |  |  | IS | 4503-VZ-DM-T31442010 |  |  |  | 3144-FT-220/3900-DSB-013 | [28 empty] | 3900-DSB-013 |  |  |  |  | 14 | 3
| 3144-FT-221 |  | 3144-FD-221 | FLOW TRANSMITTER - CORIOLIS |  |  | AIRH | DCS | Field |  |  |  |  | 230 VAC |  |  | IS | 4503-VZ-DM-T31442010 |  |  |  | 3144-FT-221/3900-DSB-013 | [28 empty] | 3900-DSB-013 |  |  |  |  | 14 | 4
| 3144-FY-214 |  | 3144-FD-214 | E/P POSITIONER |  |  | AORH | DCS | Field | [7 empty] | IS | 4503-VZ-DM-T31442007 |  |  |  | 3144-FY-214/3900-DSB-013 | [28 empty] | 3900-DSB-013 |  |  |  |  | 15 | 1
| 3144-FY-215 |  | 3144-FD-215 | E/P POSITIONER |  |  | AORH | DCS | Field | [7 empty] | IS | 4503-VZ-DM-T31442007 |  |  |  | 3144-FY-215/3900-DSB-013 | [28 empty] | 3900-DSB-013 |  |  |  |  | 15 | 2
| 3144-FT-222 |  | 3144-FD-222 | FLOW TRANSMITTER - CORIOLIS |  |  | AIRH | DCS | Field |  |  |  |  | 230 VAC |  |  | IS | 4503-VZ-DM-T31442011 |  |  |  | 3144-FT-222/3900-DSB-013 | [28 empty] | 3900-DSB-013 |  |  |  |  | 15 | 3
| 3144-FIT-226 |  | 3144-FD-226 | FLOW IND.TRANSM. - CORIOLIS REMOTE MOUNT |  |  | AIRH | DCS | Field |  |  |  |  | 230 VAC |  |  | IS | 4503-VZ-DM-T31442002 |  |  |  | 3144-FIT-226/3900-DSB-013 | [28 empty] | 3900-DSB-013 |  |  |  |  | 15 | 4
| 3144-FY-216 |  | 3144-FD-216 | E/P POSITIONER |  |  | AORH | DCS | Field | [7 empty] | IS | 4503-VZ-DM-T31442007 |  |  |  | 3144-FY-216/3900-DSB-013 | [28 empty] | 3900-DSB-013 |  |  |  |  | 16 | 1
| 3144-FY-217 |  | 3144-FD-217 | E/P POSITIONER |  |  | AORH | DCS | Field | [7 empty] | IS | 4503-VZ-DM-T31442008 |  |  |  | 3144-FY-217/3900-DSB-013 | [28 empty] | 3900-DSB-013 |  |  |  |  | 16 | 2
| 3144-TT-603 |  | 3144-FD-226 | TEMPERATURE TRANSMITTER |  |  | AIRH | DCS | Field | [7 empty] | IS | 4503-VZ-DM-T31442002 |  |  |  | 3144-TT-603/3900-DSB-013 | [28 empty] | 3900-DSB-013 |  |  |  |  | 16 | 3
| 3144-FIT-236 |  | 3144-FD-236 | FLOW IND.TRANSM. - CORIOLIS REMOTE MOUNT |  |  | AIRH | DCS | Field |  |  |  |  | 230 VAC |  |  | IS | 4503-VZ-DM-T31442004 |  |  |  | 3144-FIT-236/3900-DSB-013 | [28 empty] | 3900-DSB-013 |  |  |  |  | 16 | 4
| 3144-FY-229 |  | 3144-FD-229 | E/P POSITIONER |  |  | AORH | DCS | Field | [7 empty] | IS | 4503-VZ-DM-T31442011 |  |  |  | 3144-FY-229/3900-DSB-013 | [28 empty] | 3900-DSB-013 |  |  |  |  | 17 | 1
| 3144-FY-231 |  | 3144-FD-231 | E/P POSITIONER |  |  | AORH | DCS | Field | [7 empty] | IS | 4503-VZ-DM-T31442010 |  |  |  | 3144-FY-231/3900-DSB-013 | [28 empty] | 3900-DSB-013 |  |  |  |  | 17 | 2
| 3144-TT-604 |  | 3144-FD-236 | TEMPERATURE TRANSMITTER |  |  | AIRH | DCS | Field | [7 empty] | IS | 4503-VZ-DM-T31442004 |  |  |  | 3144-TT-604/3900-DSB-013 | [28 empty] | 3900-DSB-013 |  |  |  |  | 17 | 3
| 3144-FIT-237 |  | 3144-FD-237 | FLOW IND.TRANSM. - CORIOLIS REMOTE MOUNT |  |  | AIRH | DCS | Field |  |  |  |  | 230 VAC |  |  | IS | 4503-VZ-DM-T31442004 |  |  |  | 3144-FIT-237/3900-DSB-013 | [28 empty] | 3900-DSB-013 |  |  |  |  | 17 | 4
| 3144-FY-232 |  | 3144-FD-232 | E/P POSITIONER |  |  | AORH | DCS | Field | [7 empty] | IS | 4503-VZ-DM-T31442010 |  |  |  | 3144-FY-232/3900-DSB-013 | [28 empty] | 3900-DSB-013 |  |  |  |  | 18 | 1
| 3144-FY-233 |  | 3144-FD-233 | E/P POSITIONER |  |  | AORH | DCS | Field | [7 empty] | IS | 4503-VZ-DM-T31442010 |  |  |  | 3144-FY-233/3900-DSB-013 | [28 empty] | 3900-DSB-013 |  |  |  |  | 18 | 2
| 3144-TT-605 |  | 3144-FD-237 | TEMPERATURE TRANSMITTER |  |  | AIRH | DCS | Field | [7 empty] | IS | 4503-VZ-DM-T31442004 |  |  |  | 3144-TT-605/3900-DSB-013 | [28 empty] | 3900-DSB-013 |  |  |  |  | 18 | 3
| 3144-KZSC-807 |  | 3144-KD-807 | LIMIT SWITCH - CLOSE |  |  | DIR | DCS | Field | [7 empty] | IS | 4503-VZ-DM-T31442006 |  |  |  | 3144-KZSC-807/3900-DSB-013 | [28 empty] | 3900-DSB-013 |  |  |  |  | 18 | 4
| 3144-FY-234 |  | 3144-FD-234 | E/P POSITIONER |  |  | AORH | DCS | Field | [7 empty] | IS | 4503-VZ-DM-T31442011 |  |  |  | 3144-FY-234/3900-DSB-013 | [28 empty] | 3900-DSB-013 |  |  |  |  | 19 | 1
| 3144-KZSO-807 |  | 3144-KD-807 | LIMIT SWITCH - OPEN |  |  | DIR | DCS | Field | [7 empty] | IS | 4503-VZ-DM-T31442006 |  |  |  | 3144-KZSO-807/3900-DSB-013 | [28 empty] | 3900-DSB-013 |  |  |  |  | 19 | 2
| 3144-KZSD-813 |  | 3144-KD-813 | LIMIT SWITCH - DIVERT |  |  | DIR | DCS | Field | [7 empty] | IS | 4503-VZ-DM-T31442009 |  |  |  | 3144-KZSD-813/3900-DSB-013 | [28 empty] | 3900-DSB-013 |  |  |  |  | 19 | 3
| 3144-KZSS-813 |  | 3144-KD-813 | LIMIT SWITCH - STRAIGHT |  |  | DIR | DCS | Field | [7 empty] | IS | 4503-VZ-DM-T31442009 |  |  |  | 3144-KZSS-813/3900-DSB-013 | [28 empty] | 3900-DSB-013 |  |  |  |  | 19 | 4
| SPARE | [49 empty] | 3900-DSB-013 |  |  |  |  | 20 | 1
| SPARE | [49 empty] | 3900-DSB-013 |  |  |  |  | 20 | 2
| SPARE | [49 empty] | 3900-DSB-013 |  |  |  |  | 20 | 3
| SPARE | [49 empty] | 3900-DSB-013 |  |  |  |  | 20 | 4
| SPARE | [49 empty] | 3900-DSB-013 |  |  |  |  | 21 | 1
| SPARE | [49 empty] | 3900-DSB-013 |  |  |  |  | 21 | 2
| SPARE | [49 empty] | 3900-DSB-013 |  |  |  |  | 21 | 3
| SPARE | [49 empty] | 3900-DSB-013 |  |  |  |  | 21 | 4
| SPARE | [49 empty] | 3900-DSB-013 |  |  |  |  | 22 | 1
| SPARE | [49 empty] | 3900-DSB-013 |  |  |  |  | 22 | 2
| SPARE | [49 empty] | 3900-DSB-013 |  |  |  |  | 22 | 3
| SPARE | [49 empty] | 3900-DSB-013 |  |  |  |  | 22 | 4
| SPARE | [49 empty] | 3900-DSB-013 |  |  |  |  | 23 | 1
| SPARE | [49 empty] | 3900-DSB-013 |  |  |  |  | 23 | 2
| SPARE | [49 empty] | 3900-DSB-013 |  |  |  |  | 23 | 3
| SPARE | [49 empty] | 3900-DSB-013 |  |  |  |  | 23 | 4
| SPARE | [49 empty] | 3900-DSB-013 |  |  |  |  | 24 | 1
| SPARE | [49 empty] | 3900-DSB-013 |  |  |  |  | 24 | 2
| SPARE | [49 empty] | 3900-DSB-013 |  |  |  |  | 24 | 3
| SPARE | [49 empty] | 3900-DSB-013 |  |  |  |  | 24 | 4
| 3140-KY-807A |  | 3140-KD-807A | SOLENOID VALVE |  |  | DOR | DCS | Field | [7 empty] | NIS | 4503-VZ-DM-T31402011 |  |  | 3140-KD-807_G1 | 3140-KY-807A/3900-DSB-014 | [28 empty] | 3900-DSB-014 |  |  |  |  | 1 | 1
| 3140-XY-801A |  | 3140-XD-801A | SOLENOID VALVE |  |  | DOR | DCS | Field | [7 empty] | NIS | 4503-VZ-DM-T31402008 |  |  | 3140-XD-801_G1 | 3140-XY-801A/3900-DSB-014 | [28 empty] | 3900-DSB-014 |  |  |  |  | 1 | 2
| 3140-XY-817A |  | 3140-XD-817A | SOLENOID VALVE |  |  | DOR | DCS | Field | [7 empty] | NIS | 4503-VZ-DM-T31402010 |  |  | 3140-XD-817_G1 | 3140-XY-817A/3900-DSB-014 | [28 empty] | 3900-DSB-014 |  |  |  |  | 1 | 3
| 3140-XY-818C |  | 3140-XD-818C | SOLENOID VALVE |  |  | DOR | DCS | Field | [7 empty] | NIS | 4503-VZ-DM-T31402010 |  |  | 3140-XD-818_G1 | 3140-XY-818C/3900-DSB-014 | [28 empty] | 3900-DSB-014 |  |  |  |  | 1 | 4
| 3140-KY-807B |  | 3140-KD-807B | SOLENOID VALVE |  |  | DOR | DCS | Field | [7 empty] | NIS | 4503-VZ-DM-T31402011 |  |  | 3140-KD-807_G2 | 3140-KY-807B/3900-DSB-014 | [28 empty] | 3900-DSB-014 |  |  |  |  | 2 | 1
| 3140-XY-801B |  | 3140-XD-801B | SOLENOID VALVE |  |  | DOR | DCS | Field | [7 empty] | NIS | 4503-VZ-DM-T31402008 |  |  | 3140-XD-801_G2 | 3140-XY-801B/3900-DSB-014 | [28 empty] | 3900-DSB-014 |  |  |  |  | 2 | 2
| 3140-XY-817B |  | 3140-XD-817B | SOLENOID VALVE |  |  | DOR | DCS | Field | [7 empty] | NIS | 4503-VZ-DM-T31402010 |  |  | 3140-XD-817_G2 | 3140-XY-817B/3900-DSB-014 | [28 empty] | 3900-DSB-014 |  |  |  |  | 2 | 3
| 3140-XY-818D |  | 3140-XD-818D | SOLENOID VALVE |  |  | DOR | DCS | Field | [7 empty] | NIS | 4503-VZ-DM-T31402010 |  |  | 3140-XD-818_G2 | 3140-XY-818D/3900-DSB-014 | [28 empty] | 3900-DSB-014 |  |  |  |  | 2 | 4
| 3140-KY-807C |  | 3140-KD-807C | SOLENOID VALVE |  |  | DOR | DCS | Field | [7 empty] | NIS | 4503-VZ-DM-T31402011 |  |  | 3140-KD-807_G3 | 3140-KY-807C/3900-DSB-014 | [28 empty] | 3900-DSB-014 |  |  |  |  | 3 | 1
| 3140-XY-817C |  | 3140-XD-817C | SOLENOID VALVE |  |  | DOR | DCS | Field | [7 empty] | NIS | 4503-VZ-DM-T31402010 |  |  | 3140-XD-817_G3 | 3140-XY-817C/3900-DSB-014 | [28 empty] | 3900-DSB-014 |  |  |  |  | 3 | 2
| 3140-XY-818G |  | 3140-XD-818G | SOLENOID VALVE |  |  | DOR | DCS | Field | [7 empty] | NIS | 4503-VZ-DM-T31402010 |  |  | 3140-XD-818_G3 | 3140-XY-818G/3900-DSB-014 | [28 empty] | 3900-DSB-014 |  |  |  |  | 3 | 3
| 3140-KY-808 |  | 3140-KD-808 | SOLENOID VALVE |  |  | DOR | DCS | Field | [7 empty] | NIS | 4503-VZ-DM-T31402011 |  |  |  | 3140-KY-808/3900-DSB-014 | [28 empty] | 3900-DSB-014 |  |  |  |  | 3 | 4
| 3140-XY-817D |  | 3140-XD-817D | SOLENOID VALVE |  |  | DOR | DCS | Field | [7 empty] | NIS | 4503-VZ-DM-T31402010 |  |  | 3140-XD-817_G4 | 3140-XY-817D/3900-DSB-014 | [28 empty] | 3900-DSB-014 |  |  |  |  | 4 | 1
| 3140-XY-818H |  | 3140-XD-818H | SOLENOID VALVE |  |  | DOR | DCS | Field | [7 empty] | NIS | 4503-VZ-DM-T31402010 |  |  | 3140-XD-818_G4 | 3140-XY-818H/3900-DSB-014 | [28 empty] | 3900-DSB-014 |  |  |  |  | 4 | 2
| 3140-XA-908B |  | 3140-RD-908 | HORN |  |  | AORH | DCS | Field | [7 empty] | NIS | 4503-VZ-DM-T31402007 |  |  |  | 3140-XA-908B/3900-DSB-014 | [28 empty] | 3900-DSB-014 |  |  |  |  | 4 | 3
| 3140-XY-802 |  | 3140-XD-802 | SOLENOID VALVE |  |  | DOR | DCS | Field | [7 empty] | NIS | 4503-VZ-DM-T31402002 |  |  |  | 3140-XY-802/3900-DSB-014 | [28 empty] | 3900-DSB-014 |  |  |  |  | 4 | 4
| 3140-XY-817E |  | 3140-XD-817E | SOLENOID VALVE |  |  | DOR | DCS | Field | [7 empty] | NIS | 4503-VZ-DM-T31402010 |  |  | 3140-XD-817_G5 | 3140-XY-817E/3900-DSB-014 | [28 empty] | 3900-DSB-014 |  |  |  |  | 5 | 1
| 3140-XY-803 |  | 3140-XD-803 | SOLENOID VALVE |  |  | DOR | DCS | Field | [7 empty] | NIS | 4503-VZ-DM-T31402004 |  |  |  | 3140-XY-803/3900-DSB-014 | [28 empty] | 3900-DSB-014 |  |  |  |  | 5 | 2
| 3140-XY-804 |  | 3140-XD-804 | SOLENOID VALVE |  |  | DOR | DCS | Field | [7 empty] | NIS | 4503-VZ-DM-T31402008 |  |  |  | 3140-XY-804/3900-DSB-014 | [28 empty] | 3900-DSB-014 |  |  |  |  | 5 | 3
| 3140-XY-806 |  | 3140-XD-806 | SOLENOID VALVE |  |  | DOR | DCS | Field | [7 empty] | NIS | 4503-VZ-DM-T31402002 |  |  |  | 3140-XY-806/3900-DSB-014 | [28 empty] | 3900-DSB-014 |  |  |  |  | 5 | 4
| 3140-XY-817F |  | 3140-XD-817F | SOLENOID VALVE |  |  | DOR | DCS | Field | [7 empty] | NIS | 4503-VZ-DM-T31402010 |  |  | 3140-XD-817_G6 | 3140-XY-817F/3900-DSB-014 | [28 empty] | 3900-DSB-014 |  |  |  |  | 6 | 1
| 3140-XYC-809 |  | 3140-XD-809 | SOLENOID VALVE |  |  | DOR | DCS | Field | [7 empty] | NIS | 4503-VZ-DM-T31402004 |  |  |  | 3140-XYC-809/3900-DSB-014 | [28 empty] | 3900-DSB-014 |  |  |  |  | 6 | 2
| 3140-XYO-809 |  | 3140-XD-809 | SOLENOID VALVE |  |  | DOR | DCS | Field | [7 empty] | NIS | 4503-VZ-DM-T31402004 |  |  |  | 3140-XYO-809/3900-DSB-014 | [28 empty] | 3900-DSB-014 |  |  |  |  | 6 | 3
| 3140-XY-810 |  | 3140-XD-810 | SOLENOID VALVE |  |  | DOR | DCS | Field | [7 empty] | NIS | 4503-VZ-DM-T31402002 |  |  |  | 3140-XY-810/3900-DSB-014 | [28 empty] | 3900-DSB-014 |  |  |  |  | 6 | 4
| 3140-XY-817G |  | 3140-XD-817G | SOLENOID VALVE |  |  | DOR | DCS | Field | [7 empty] | NIS | 4503-VZ-DM-T31402010 |  |  | 3140-XD-817_G7 | 3140-XY-817G/3900-DSB-014 | [28 empty] | 3900-DSB-014 |  |  |  |  | 7 | 1
| 3140-XY-811 |  | 3140-XD-811 | SOLENOID VALVE |  |  | DOR | DCS | Field | [7 empty] | NIS | 4503-VZ-DM-T31402002 |  |  |  | 3140-XY-811/3900-DSB-014 | [28 empty] | 3900-DSB-014 |  |  |  |  | 7 | 2
| 3140-XY-812 |  | 3140-XD-812 | SOLENOID VALVE |  |  | DOR | DCS | Field | [7 empty] | NIS | 4503-VZ-DM-T31402012 |  |  |  | 3140-XY-812/3900-DSB-014 | [28 empty] | 3900-DSB-014 |  |  |  |  | 7 | 3
| 3140-XY-819 |  | 3140-XD-819 | SOLENOID VALVE |  |  | DOR | DCS | Field | [7 empty] | NIS | 4503-VZ-DM-T31402018 |  |  |  | 3140-XY-819/3900-DSB-014 | [28 empty] | 3900-DSB-014 |  |  |  |  | 7 | 4
| 3140-XY-817H |  | 3140-XD-817H | SOLENOID VALVE |  |  | DOR | DCS | Field | [7 empty] | NIS | 4503-VZ-DM-T31402010 |  |  | 3140-XD-817_G8 | 3140-XY-817H/3900-DSB-014 | [28 empty] | 3900-DSB-014 |  |  |  |  | 8 | 1
| 3140-HSC-131 |  | 3140-XD-854 | HAND SWITCH |  |  | DIR | DCS | Field | [7 empty] | NIS | 4503-VZ-DM-T31402013 |  |  |  | 3140-HSC-131/3900-DSB-014 | [28 empty] | 3900-DSB-014 |  |  |  |  | 8 | 2
| 3140-HSO-131 |  | 3140-XD-854 | HAND SWITCH |  |  | DIR | DCS | Field | [7 empty] | NIS | 4503-VZ-DM-T31402013 |  |  |  | 3140-HSO-131/3900-DSB-014 | [28 empty] | 3900-DSB-014 |  |  |  |  | 8 | 3
| 3142-KY-808 |  | 3142-KD-808 | SOLENOID VALVE |  |  | DOR | DCS | Field | [7 empty] | NIS | 4503-VZ-DM-T31422004 |  |  |  | 3142-KY-808/3900-DSB-014 | [28 empty] | 3900-DSB-014 |  |  |  |  | 8 | 4
| 3140-XY-817I |  | 3140-XD-817I | SOLENOID VALVE |  |  | DOR | DCS | Field | [7 empty] | NIS | 4503-VZ-DM-T31402010 |  |  | 3140-XD-817_G9 | 3140-XY-817I/3900-DSB-014 | [28 empty] | 3900-DSB-014 |  |  |  |  | 9 | 1
| 3142-KY-809 |  | 3142-KD-809 | SOLENOID VALVE |  |  | DOR | DCS | Field | [7 empty] | NIS | 4503-VZ-DM-T31422004 |  |  |  | 3142-KY-809/3900-DSB-014 | [28 empty] | 3900-DSB-014 |  |  |  |  | 9 | 2
| 3142-KY-810 |  | 3142-KD-810 | SOLENOID VALVE |  |  | DOR | DCS | Field | [7 empty] | NIS | 4503-VZ-DM-T31422004 |  |  |  | 3142-KY-810/3900-DSB-014 | [28 empty] | 3900-DSB-014 |  |  |  |  | 9 | 3
| 3142-KY-811 |  | 3142-KD-811 | SOLENOID VALVE |  |  | DOR | DCS | Field | [7 empty] | NIS | 4503-VZ-DM-T31422004 |  |  |  | 3142-KY-811/3900-DSB-014 | [28 empty] | 3900-DSB-014 |  |  |  |  | 9 | 4
| 3142-KY-812 |  | 3142-KD-812 | SOLENOID VALVE |  |  | DOR | DCS | Field | [7 empty] | NIS | 4503-VZ-DM-T31422004 |  |  |  | 3142-KY-812/3900-DSB-014 | [28 empty] | 3900-DSB-014 |  |  |  |  | 10 | 1
| 3142-KY-813 |  | 3142-KD-813 | SOLENOID VALVE |  |  | DOR | DCS | Field | [7 empty] | NIS | 4503-VZ-DM-T31422004 |  |  |  | 3142-KY-813/3900-DSB-014 | [28 empty] | 3900-DSB-014 |  |  |  |  | 10 | 2
| 3142-KY-814 |  | 3142-KD-814 | SOLENOID VALVE |  |  | DOR | DCS | Field | [7 empty] | NIS | 4503-VZ-DM-T31422004 |  |  |  | 3142-KY-814/3900-DSB-014 | [28 empty] | 3900-DSB-014 |  |  |  |  | 10 | 3
| 3142-KY-838 |  | 3142-KD-838 | SOLENOID VALVE |  |  | DOR | DCS | Field | [7 empty] | NIS | 4503-VZ-DM-T31422005 |  |  |  | 3142-KY-838/3900-DSB-014 | [28 empty] | 3900-DSB-014 |  |  |  |  | 10 | 4
| 3142-KY-839 |  | 3142-KD-839 | SOLENOID VALVE |  |  | DOR | DCS | Field | [7 empty] | NIS | 4503-VZ-DM-T31422005 |  |  |  | 3142-KY-839/3900-DSB-014 | [28 empty] | 3900-DSB-014 |  |  |  |  | 11 | 1
| 3142-KY-840 |  | 3142-KD-840 | SOLENOID VALVE |  |  | DOR | DCS | Field | [7 empty] | NIS | 4503-VZ-DM-T31422005 |  |  |  | 3142-KY-840/3900-DSB-014 | [28 empty] | 3900-DSB-014 |  |  |  |  | 11 | 2
| 3142-KY-841 |  | 3142-KD-841 | SOLENOID VALVE |  |  | DOR | DCS | Field | [7 empty] | NIS | 4503-VZ-DM-T31422005 |  |  |  | 3142-KY-841/3900-DSB-014 | [28 empty] | 3900-DSB-014 |  |  |  |  | 11 | 3
| 3142-KY-842 |  | 3142-KD-842 | SOLENOID VALVE |  |  | DOR | DCS | Field | [7 empty] | NIS | 4503-VZ-DM-T31422005 |  |  |  | 3142-KY-842/3900-DSB-014 | [28 empty] | 3900-DSB-014 |  |  |  |  | 11 | 4
| 3142-KY-843 |  | 3142-KD-843 | SOLENOID VALVE |  |  | DOR | DCS | Field | [7 empty] | NIS | 4503-VZ-DM-T31422005 |  |  |  | 3142-KY-843/3900-DSB-014 | [28 empty] | 3900-DSB-014 |  |  |  |  | 12 | 1
| 3142-KY-844 |  | 3142-KD-844 | SOLENOID VALVE |  |  | DOR | DCS | Field | [7 empty] | NIS | 4503-VZ-DM-T31422005 |  |  |  | 3142-KY-844/3900-DSB-014 | [28 empty] | 3900-DSB-014 |  |  |  |  | 12 | 2
| 3142-KY-868 |  | 3142-KD-868 | SOLENOID VALVE |  |  | DOR | DCS | Field | [7 empty] | NIS | 4503-VZ-DM-T31422006 |  |  |  | 3142-KY-868/3900-DSB-014 | [28 empty] | 3900-DSB-014 |  |  |  |  | 12 | 3
| 3142-KY-869 |  | 3142-KD-869 | SOLENOID VALVE |  |  | DOR | DCS | Field | [7 empty] | NIS | 4503-VZ-DM-T31422006 |  |  |  | 3142-KY-869/3900-DSB-014 | [28 empty] | 3900-DSB-014 |  |  |  |  | 12 | 4
| 3142-KY-870 |  | 3142-KD-870 | SOLENOID VALVE |  |  | DOR | DCS | Field | [7 empty] | NIS | 4503-VZ-DM-T31422006 |  |  |  | 3142-KY-870/3900-DSB-014 | [28 empty] | 3900-DSB-014 |  |  |  |  | 13 | 1
| 3142-KY-871 |  | 3142-KD-871 | SOLENOID VALVE |  |  | DOR | DCS | Field | [7 empty] | NIS | 4503-VZ-DM-T31422006 |  |  |  | 3142-KY-871/3900-DSB-014 | [28 empty] | 3900-DSB-014 |  |  |  |  | 13 | 2
| 3142-KY-872 |  | 3142-KD-872 | SOLENOID VALVE |  |  | DOR | DCS | Field | [7 empty] | NIS | 4503-VZ-DM-T31422006 |  |  |  | 3142-KY-872/3900-DSB-014 | [28 empty] | 3900-DSB-014 |  |  |  |  | 13 | 3
| 3142-KY-873 |  | 3142-KD-873 | SOLENOID VALVE |  |  | DOR | DCS | Field | [7 empty] | NIS | 4503-VZ-DM-T31422006 |  |  |  | 3142-KY-873/3900-DSB-014 | [28 empty] | 3900-DSB-014 |  |  |  |  | 13 | 4
| 3142-KY-874 |  | 3142-KD-874 | SOLENOID VALVE |  |  | DOR | DCS | Field | [7 empty] | NIS | 4503-VZ-DM-T31422006 |  |  |  | 3142-KY-874/3900-DSB-014 | [28 empty] | 3900-DSB-014 |  |  |  |  | 14 | 1
| 3142-XY-815 |  | 3142-XD-815 | SOLENOID VALVE |  |  | DOR | DCS | Field | [7 empty] | NIS | 4503-VZ-DM-T31422008 |  |  |  | 3142-XY-815/3900-DSB-014 | [28 empty] | 3900-DSB-014 |  |  |  |  | 14 | 2
| 3143-HS-105A |  | 3143-HD-105 | HAND SWITCH |  |  | DIR | DCS | Field | [7 empty] | NIS | 4503-VZ-DM-T31432002 |  |  |  | 3143-HS-105A/3900-DSB-014 | [28 empty] | 3900-DSB-014 |  |  |  |  | 14 | 3
| 3143-HS-105B |  | 3143-HD-105 | HAND SWITCH |  |  | DIR | DCS | Field | [7 empty] | NIS | 4503-VZ-DM-T31432002 |  |  |  | 3143-HS-105B/3900-DSB-014 | [28 empty] | 3900-DSB-014 |  |  |  |  | 14 | 4
| 3143-KY-801 |  | 3143-KD-801 | SOLENOID VALVE |  |  | DOR | DCS | Field | [7 empty] | NIS | 4503-VZ-DM-T31432003 |  |  |  | 3143-KY-801/3900-DSB-014 | [28 empty] | 3900-DSB-014 |  |  |  |  | 15 | 1
| 3143-KY-802 |  | 3143-KD-802 | SOLENOID VALVE |  |  | DOR | DCS | Field | [7 empty] | NIS | 4503-VZ-DM-T31432004 |  |  |  | 3143-KY-802/3900-DSB-014 | [28 empty] | 3900-DSB-014 |  |  |  |  | 15 | 2
| 3143-KY-803 |  | 3143-KD-803 | SOLENOID VALVE |  |  | DOR | DCS | Field | [7 empty] | NIS | 4503-VZ-DM-T31432004 |  |  |  | 3143-KY-803/3900-DSB-014 | [28 empty] | 3900-DSB-014 |  |  |  |  | 15 | 3
| 3143-HS-803 |  | 3143-KD-803 | HAND SWITCH |  |  | DIR | DCS | Field | [7 empty] | NIS | 4503-VZ-DM-T31432004 |  |  |  | 3143-HS-803/3900-DSB-014 | [28 empty] | 3900-DSB-014 |  |  |  |  | 15 | 4
| 3143-KY-804 |  | 3143-KD-804 | SOLENOID VALVE |  |  | DOR | DCS | Field | [7 empty] | NIS | 4503-VZ-DM-T31432003 |  |  |  | 3143-KY-804/3900-DSB-014 | [28 empty] | 3900-DSB-014 |  |  |  |  | 16 | 1
| 3143-KY-805 |  | 3143-KD-805 | SOLENOID VALVE |  |  | DOR | DCS | Field | [7 empty] | NIS | 4503-VZ-DM-T31432003 |  |  |  | 3143-KY-805/3900-DSB-014 | [28 empty] | 3900-DSB-014 |  |  |  |  | 16 | 2
| 3143-KY-806 |  | 3143-KD-806 | SOLENOID VALVE |  |  | DOR | DCS | Field | [7 empty] | NIS | 4503-VZ-DM-T31432004 |  |  |  | 3143-KY-806/3900-DSB-014 | [28 empty] | 3900-DSB-014 |  |  |  |  | 16 | 3
| 3143-XL-303B |  | 3143-LD-303 | LAMP |  |  | DOR | DCS | Field | [7 empty] | NIS | 4503-VZ-DM-T31432008 |  |  |  | 3143-XL-303B/3900-DSB-014 | [28 empty] | 3900-DSB-014 |  |  |  |  | 16 | 4
| 3144-HS-821A |  | 3144-HD-821 | HAND SWITCH |  |  | DIR | DCS | Field | [7 empty] | NIS | 4503-VZ-DM-T31442004 |  |  |  | 3144-HS-821A/3900-DSB-014 | [28 empty] | 3900-DSB-014 |  |  |  |  | 17 | 1
| 3144-HS-821B |  | 3144-HD-821 | HAND SWITCH |  |  | DIR | DCS | Field | [7 empty] | NIS | 4503-VZ-DM-T31442004 |  |  |  | 3144-HS-821B/3900-DSB-014 | [28 empty] | 3900-DSB-014 |  |  |  |  | 17 | 2
| 3144-KY-806 |  | 3144-KD-806 | SOLENOID VALVE |  |  | DOR | DCS | Field | [7 empty] | NIS | 4503-VZ-DM-T31442006 |  |  |  | 3144-KY-806/3900-DSB-014 | [28 empty] | 3900-DSB-014 |  |  |  |  | 17 | 3
| 3144-KY-807 |  | 3144-KD-807 | SOLENOID VALVE |  |  | DOR | DCS | Field | [7 empty] | NIS | 4503-VZ-DM-T31442006 |  |  |  | 3144-KY-807/3900-DSB-014 | [28 empty] | 3900-DSB-014 |  |  |  |  | 17 | 4
| 3144-KY-813 |  | 3144-KD-813 | SOLENOID VALVE |  |  | DOR | DCS | Field | [7 empty] | NIS | 4503-VZ-DM-T31442009 |  |  |  | 3144-KY-813/3900-DSB-014 | [28 empty] | 3900-DSB-014 |  |  |  |  | 18 | 1
| 3144-KY-814 |  | 3144-KD-814 | SOLENOID VALVE |  |  | DOR | DCS | Field | [7 empty] | NIS | 4503-VZ-DM-T31442009 |  |  |  | 3144-KY-814/3900-DSB-014 | [28 empty] | 3900-DSB-014 |  |  |  |  | 18 | 2
| 3144-KY-815 |  | 3144-KD-815 | SOLENOID VALVE |  |  | DOR | DCS | Field | [7 empty] | NIS | 4503-VZ-DM-T31442006 |  |  |  | 3144-KY-815/3900-DSB-014 | [28 empty] | 3900-DSB-014 |  |  |  |  | 18 | 3
| 3144-KY-816 |  | 3144-KD-816 | SOLENOID VALVE |  |  | DOR | DCS | Field | [7 empty] | NIS | 4503-VZ-DM-T31442009 |  |  |  | 3144-KY-816/3900-DSB-014 | [28 empty] | 3900-DSB-014 |  |  |  |  | 18 | 4
| 3144-XL-901B |  | 3144-WD-901 | LAMP |  |  | DOR | DCS | Field | [7 empty] | NIS | 4503-VZ-DM-T31442001 |  |  |  | 3144-XL-901B/3900-DSB-014 | [28 empty] | 3900-DSB-014 |  |  |  |  | 19 | 1
| 3144-XY-801 |  | 3144-XD-801 | SOLENOID VALVE |  |  | DOR | DCS | Field | [7 empty] | NIS | 4503-VZ-DM-T31442008 |  |  |  | 3144-XY-801/3900-DSB-014 | [28 empty] | 3900-DSB-014 |  |  |  |  | 19 | 2
| 3144-XY-802 |  | 3144-XD-802 | SOLENOID VALVE |  |  | DOR | DCS | Field | [7 empty] | NIS | 4503-VZ-DM-T31442008 |  |  |  | 3144-XY-802/3900-DSB-014 | [28 empty] | 3900-DSB-014 |  |  |  |  | 19 | 3
| 3144-XY-803 |  | 3144-XD-803 | SOLENOID VALVE |  |  | DOR | DCS | Field | [7 empty] | NIS | 4503-VZ-DM-T31442008 |  |  |  | 3144-XY-803/3900-DSB-014 | [28 empty] | 3900-DSB-014 |  |  |  |  | 19 | 4
| 3144-XY-804 |  | 3144-XD-804 | SOLENOID VALVE |  |  | DOR | DCS | Field | [7 empty] | NIS | 4503-VZ-DM-T31442008 |  |  |  | 3144-XY-804/3900-DSB-014 | [28 empty] | 3900-DSB-014 |  |  |  |  | 20 | 1
| 3144-XY-805 |  | 3144-XD-805 | SOLENOID VALVE |  |  | DOR | DCS | Field | [7 empty] | NIS | 4503-VZ-DM-T31442008 |  |  |  | 3144-XY-805/3900-DSB-014 | [28 empty] | 3900-DSB-014 |  |  |  |  | 20 | 2
| 3144-XY-808 |  | 3144-XD-808 | SOLENOID VALVE |  |  | DOR | DCS | Field | [7 empty] | NIS | 4503-VZ-DM-T31442011 |  |  |  | 3144-XY-808/3900-DSB-014 | [28 empty] | 3900-DSB-014 |  |  |  |  | 20 | 3
| 3144-XY-809 |  | 3144-XD-809 | SOLENOID VALVE |  |  | DOR | DCS | Field | [7 empty] | NIS | 4503-VZ-DM-T31442011 |  |  |  | 3144-XY-809/3900-DSB-014 | [28 empty] | 3900-DSB-014 |  |  |  |  | 20 | 4
| 3144-XY-810 |  | 3144-XD-810 | SOLENOID VALVE |  |  | DOR | DCS | Field | [7 empty] | NIS | 4503-VZ-DM-T31442011 |  |  |  | 3144-XY-810/3900-DSB-014 | [28 empty] | 3900-DSB-014 |  |  |  |  | 21 | 1
| 3144-XY-811 |  | 3144-XD-811 | SOLENOID VALVE |  |  | DOR | DCS | Field | [7 empty] | NIS | 4503-VZ-DM-T31442011 |  |  |  | 3144-XY-811/3900-DSB-014 | [28 empty] | 3900-DSB-014 |  |  |  |  | 21 | 2
| 3144-XY-812 |  | 3144-XD-812 | SOLENOID VALVE |  |  | DOR | DCS | Field | [7 empty] | NIS | 4503-VZ-DM-T31442011 |  |  |  | 3144-XY-812/3900-DSB-014 | [28 empty] | 3900-DSB-014 |  |  |  |  | 21 | 3
| 3145-KY-803 |  | 3145-KD-803 | SOLENOID VALVE |  |  | DOR | DCS | Field | [7 empty] | NIS | 4503-VZ-DM-T31452003 |  |  |  | 3145-KY-803/3900-DSB-014 | [28 empty] | 3900-DSB-014 |  |  |  |  | 21 | 4
| SPARE | [49 empty] | 3900-DSB-014 |  |  |  |  | 22 | 1
| SPARE | [49 empty] | 3900-DSB-014 |  |  |  |  | 22 | 2
| SPARE | [49 empty] | 3900-DSB-014 |  |  |  |  | 22 | 3
| SPARE | [49 empty] | 3900-DSB-014 |  |  |  |  | 22 | 4
| SPARE | [49 empty] | 3900-DSB-014 |  |  |  |  | 23 | 1
| SPARE | [49 empty] | 3900-DSB-014 |  |  |  |  | 23 | 2
| SPARE | [49 empty] | 3900-DSB-014 |  |  |  |  | 23 | 3
| SPARE | [49 empty] | 3900-DSB-014 |  |  |  |  | 23 | 4
| SPARE | [49 empty] | 3900-DSB-014 |  |  |  |  | 24 | 1
| SPARE | [49 empty] | 3900-DSB-014 |  |  |  |  | 24 | 2
| SPARE | [49 empty] | 3900-DSB-014 |  |  |  |  | 24 | 3
| SPARE | [49 empty] | 3900-DSB-014 |  |  |  |  | 24 | 4
| 3152-LT-306P |  | 3152-LD-306P | LEVEL TRANSM. - DP DIAPHRAGM CAPILLARY |  |  | AIRH | DCS | Field | [7 empty] | IS | 4503-GG-VD-BD021T3131P5215AB090 | 31-V-5252 | 31-P-5215 A/B | 31-P-5215_G1 | 3152-LT-306P/3900-DSB-015 | [28 empty] | 3900-DSB-015 |  |  |  |  | 1 | 1
| 3152-LT-308P |  | 3152-LD-308P | LEVEL TRANSM. - DP DIAPHRAGM CAPILLARY |  |  | AIRH | DCS | Field | [7 empty] | IS | 4503-GG-VD-BD021T3131P5225AB091 | 31-V-5253 | 31-P-5225 A/B | 31-P-5225_G1 | 3152-LT-308P/3900-DSB-015 | [28 empty] | 3900-DSB-015 |  |  |  |  | 1 | 2
| 3152-PT-409P |  | 3152-PD-409P | PRESSURE TRANSMITTER |  |  | AIRH | DCS | Field | [7 empty] | IS | 4503-GG-VD-BD021T3131P5215AB090 | 31-V-5252 | 31-P-5215 A/B | 31-P-5215_G1 | 3152-PT-409P/3900-DSB-015 | [28 empty] | 3900-DSB-015 |  |  |  |  | 1 | 3
| 3152-PT-412P |  | 3152-PD-412P | PRESSURE TRANSMITTER |  |  | AIRH | DCS | Field | [7 empty] | IS | 4503-GG-VD-BD021T3131P5225AB091 | 31-V-5253 | 31-P-5225 A/B | 31-P-5225_G1 | 3152-PT-412P/3900-DSB-015 | [28 empty] | 3900-DSB-015 |  |  |  |  | 1 | 4
| 3152-LT-307P |  | 3152-LD-307P | LEVEL TRANSM. - DP EXT. DIAPHRAGM CAP. |  |  | AIRH | DCS | Field | [7 empty] | IS | 4503-GG-VD-BD021T3131P5215AB090 | 31-V-5262 | 31-P-5215 A/B | 31-P-5215_G2 | 3152-LT-307P/3900-DSB-015 | [28 empty] | 3900-DSB-015 |  |  |  |  | 2 | 1
| 3152-LT-310P |  | 3152-LD-310P | LEVEL TRANSM. - DP DIAPHRAGM CAPILLARY |  |  | AIRH | DCS | Field | [7 empty] | IS | 4503-GG-VD-BD021T3131P5225AB091 | 31-V-5263 | 31-P-5225 A/B | 31-P-5225_G2 | 3152-LT-310P/3900-DSB-015 | [28 empty] | 3900-DSB-015 |  |  |  |  | 2 | 2
| 3152-PT-417P |  | 3152-PD-417P | PRESSURE TRANSMITTER |  |  | AIRH | DCS | Field | [7 empty] | IS | 4503-GG-VD-BD021T3131P5225AB091 | 31-V-5263 | 31-P-5225 A/B | 31-P-5225_G2 | 3152-PT-417P/3900-DSB-015 | [28 empty] | 3900-DSB-015 |  |  |  |  | 2 | 3
| 3152-PT-497P |  | 3152-PD-497P | PRESSURE TRANSMITTER |  |  | AIRH | DCS | Field | [7 empty] | IS | 4503-GG-VD-BD021T3131P5215AB090 | 31-P-5215A | 31-P-5215 A/B | 31-P-5215_G2 | 3152-PT-497P/3900-DSB-015 | [28 empty] | 3900-DSB-015 |  |  |  |  | 2 | 4
| 3152-PT-418P |  | 3152-PD-418P | PRESSURE TRANSMITTER |  |  | AIRH | DCS | Field | [7 empty] | IS | 4503-GG-VD-BD021T3131P5215AB090 | 31-V-5262 | 31-P-5215 A/B | 31-P-5215_G1 | 3152-PT-418P/3900-DSB-015 | [28 empty] | 3900-DSB-015 |  |  |  |  | 3 | 1
| 3152-TT-780P |  | 3152-TD-780P | TEMPERATURE TRANSM. - HEAD MOUNT |  |  | AIRH | DCS | Field | [7 empty] | IS | 4503-GG-VD-BD021T3131P5215AB090 | 31-P-5215A | 31-P-5215 A/B | 31-P-5215_G1 | 3152-TT-780P/3900-DSB-015 | [28 empty] | 3900-DSB-015 |  |  |  |  | 3 | 2
| 3152-LT-305P |  | 3152-LD-305P | LEVEL TRANSM. - DP DIAPHRAGM CAPILLARY |  |  | AIRH | DCS | Field | [7 empty] | IS | 4503-GG-VD-BD021T3131P5212AS089 | 31-V-5251 | 31-P-5212 A/S |  | 3152-LT-305P/3900-DSB-015 | [28 empty] | 3900-DSB-015 |  |  |  |  | 3 | 3
| 3152-LT-317P |  | 3152-LD-317P | LEVEL TRANSMITTER |  |  | AIRH | DCS | Field | [7 empty] | IS | 4503-GG-VD-BD021T3131P5245AS092 | 31-P-5245A | 31-P-5245 A/S |  | 3152-LT-317P/3900-DSB-015 | [28 empty] | 3900-DSB-015 |  |  |  |  | 3 | 4
| 3152-PT-498P |  | 3152-PD-498P | PRESSURE TRANSMITTER |  |  | AIRH | DCS | Field | [7 empty] | IS | 4503-GG-VD-BD021T3131P5215AB090 | 31-P-5215B | 31-P-5215 A/B | 31-P-5215_G2 | 3152-PT-498P/3900-DSB-015 | [28 empty] | 3900-DSB-015 |  |  |  |  | 4 | 1
| 3152-TT-793P |  | 3152-TD-793P | TEMPERATURE TRANSM. - HEAD MOUNT |  |  | AIRH | DCS | Field | [7 empty] | IS | 4503-GG-VD-BD021T3131P5215AB090 | 31-P-5215B | 31-P-5215 A/B | 31-P-5215_G2 | 3152-TT-793P/3900-DSB-015 | [28 empty] | 3900-DSB-015 |  |  |  |  | 4 | 2
| 3152-PT-408P |  | 3152-PD-408P | PRESSURE TRANSMITTER |  |  | AIRH | DCS | Field | [7 empty] | IS | 4503-GG-VD-BD021T3131P5212AS089 | 31-V-5251 | 31-P-5212 A/S |  | 3152-PT-408P/3900-DSB-015 | [28 empty] | 3900-DSB-015 |  |  |  |  | 4 | 3
| 3152-PT-438P |  | 3152-PD-438P | PRESSURE TRANSMITTER |  |  | AIRH | DCS | Field | [7 empty] | IS | 4503-GG-VD-BD021T3131P5245AS092 | 31-P-5245A | 31-P-5245 A/S |  | 3152-PT-438P/3900-DSB-015 | [28 empty] | 3900-DSB-015 |  |  |  |  | 4 | 4
| 3152-PT-487P |  | 3152-PD-487P | PRESSURE TRANSMITTER |  |  | AIRH | DCS | Field | [7 empty] | IS | 4503-GG-VD-BD021T3131P5212AS089 | 31-P-5212A | 31-P-5212 A/S |  | 3152-PT-487P/3900-DSB-015 | [28 empty] | 3900-DSB-015 |  |  |  |  | 5 | 1
| 3152-PT-580P |  | 3152-PD-580P | PRESSURE TRANSMITTER |  |  | AIRH | DCS | Field | [7 empty] | IS | 4503-GG-VD-BD021T3131P5225AB091 | 31-P-5225A |  |  | 3152-PT-580P/3900-DSB-015 | [28 empty] | 3900-DSB-015 |  |  |  |  | 5 | 2
| 3152-PT-581P |  | 3152-PD-581P | PRESSURE TRANSMITTER |  |  | AIRH | DCS | Field | [7 empty] | IS | 4503-GG-VD-BD021T3131P5225AB091 | 31-P-5225B |  |  | 3152-PT-581P/3900-DSB-015 | [28 empty] | 3900-DSB-015 |  |  |  |  | 5 | 3
| 3152-TT-661P |  | 3152-TD-661P | TEMPERATURE TRANSM. - HEAD MOUNT |  |  | AIRH | DCS | Field | [7 empty] | IS | 4503-GG-VD-BD021T3131P5212AS089 | 31-P-5212A | 31-P-5212 A/S |  | 3152-TT-661P/3900-DSB-015 | [28 empty] | 3900-DSB-015 |  |  |  |  | 5 | 4
| SPARE | [49 empty] | 3900-DSB-015 |  |  |  |  | 6 | 1
| SPARE | [49 empty] | 3900-DSB-015 |  |  |  |  | 6 | 2
| SPARE | [49 empty] | 3900-DSB-015 |  |  |  |  | 6 | 3
| SPARE | [49 empty] | 3900-DSB-015 |  |  |  |  | 6 | 4
| SPARE | [49 empty] | 3900-DSB-015 |  |  |  |  | 7 | 1
| SPARE | [49 empty] | 3900-DSB-015 |  |  |  |  | 7 | 2
| SPARE | [49 empty] | 3900-DSB-015 |  |  |  |  | 7 | 3
| SPARE | [49 empty] | 3900-DSB-015 |  |  |  |  | 7 | 4
| SPARE | [49 empty] | 3900-DSB-015 |  |  |  |  | 8 | 1
| SPARE | [49 empty] | 3900-DSB-015 |  |  |  |  | 8 | 2
| SPARE | [49 empty] | 3900-DSB-015 |  |  |  |  | 8 | 3
| SPARE | [49 empty] | 3900-DSB-015 |  |  |  |  | 8 | 4
| SPARE | [49 empty] | 3900-DSB-015 |  |  |  |  | 9 | 1
| SPARE | [49 empty] | 3900-DSB-015 |  |  |  |  | 9 | 2
| SPARE | [49 empty] | 3900-DSB-015 |  |  |  |  | 9 | 3
| SPARE | [49 empty] | 3900-DSB-015 |  |  |  |  | 9 | 4
| SPARE | [49 empty] | 3900-DSB-015 |  |  |  |  | 10 | 1
| SPARE | [49 empty] | 3900-DSB-015 |  |  |  |  | 10 | 2
| SPARE | [49 empty] | 3900-DSB-015 |  |  |  |  | 10 | 3
| SPARE | [49 empty] | 3900-DSB-015 |  |  |  |  | 10 | 4
| SPARE | [49 empty] | 3900-DSB-015 |  |  |  |  | 11 | 1
| SPARE | [49 empty] | 3900-DSB-015 |  |  |  |  | 11 | 2
| SPARE | [49 empty] | 3900-DSB-015 |  |  |  |  | 11 | 3
| SPARE | [49 empty] | 3900-DSB-015 |  |  |  |  | 11 | 4
| SPARE | [49 empty] | 3900-DSB-015 |  |  |  |  | 12 | 1
| SPARE | [49 empty] | 3900-DSB-015 |  |  |  |  | 12 | 2
| SPARE | [49 empty] | 3900-DSB-015 |  |  |  |  | 12 | 3
| SPARE | [49 empty] | 3900-DSB-015 |  |  |  |  | 12 | 4
| SPARE | [49 empty] | 3900-DSB-015 |  |  |  |  | 13 | 1
| SPARE | [49 empty] | 3900-DSB-015 |  |  |  |  | 13 | 2
| SPARE | [49 empty] | 3900-DSB-015 |  |  |  |  | 13 | 3
| SPARE | [49 empty] | 3900-DSB-015 |  |  |  |  | 13 | 4
| SPARE | [49 empty] | 3900-DSB-015 |  |  |  |  | 14 | 1
| SPARE | [49 empty] | 3900-DSB-015 |  |  |  |  | 14 | 2
| SPARE | [49 empty] | 3900-DSB-015 |  |  |  |  | 14 | 3
| SPARE | [49 empty] | 3900-DSB-015 |  |  |  |  | 14 | 4
| SPARE | [49 empty] | 3900-DSB-015 |  |  |  |  | 15 | 1
| SPARE | [49 empty] | 3900-DSB-015 |  |  |  |  | 15 | 2
| SPARE | [49 empty] | 3900-DSB-015 |  |  |  |  | 15 | 3
| SPARE | [49 empty] | 3900-DSB-015 |  |  |  |  | 15 | 4
| SPARE | [49 empty] | 3900-DSB-015 |  |  |  |  | 16 | 1
| SPARE | [49 empty] | 3900-DSB-015 |  |  |  |  | 16 | 2
| SPARE | [49 empty] | 3900-DSB-015 |  |  |  |  | 16 | 3
| SPARE | [49 empty] | 3900-DSB-015 |  |  |  |  | 16 | 4
| SPARE | [49 empty] | 3900-DSB-015 |  |  |  |  | 17 | 1
| SPARE | [49 empty] | 3900-DSB-015 |  |  |  |  | 17 | 2
| SPARE | [49 empty] | 3900-DSB-015 |  |  |  |  | 17 | 3
| SPARE | [49 empty] | 3900-DSB-015 |  |  |  |  | 17 | 4
| SPARE | [49 empty] | 3900-DSB-015 |  |  |  |  | 18 | 1
| SPARE | [49 empty] | 3900-DSB-015 |  |  |  |  | 18 | 2
| SPARE | [49 empty] | 3900-DSB-015 |  |  |  |  | 18 | 3
| SPARE | [49 empty] | 3900-DSB-015 |  |  |  |  | 18 | 4
| SPARE | [49 empty] | 3900-DSB-015 |  |  |  |  | 19 | 1
| SPARE | [49 empty] | 3900-DSB-015 |  |  |  |  | 19 | 2
| SPARE | [49 empty] | 3900-DSB-015 |  |  |  |  | 19 | 3
| SPARE | [49 empty] | 3900-DSB-015 |  |  |  |  | 19 | 4
| SPARE | [49 empty] | 3900-DSB-015 |  |  |  |  | 20 | 1
| SPARE | [49 empty] | 3900-DSB-015 |  |  |  |  | 20 | 2
| SPARE | [49 empty] | 3900-DSB-015 |  |  |  |  | 20 | 3
| SPARE | [49 empty] | 3900-DSB-015 |  |  |  |  | 20 | 4
| SPARE | [49 empty] | 3900-DSB-015 |  |  |  |  | 21 | 1
| SPARE | [49 empty] | 3900-DSB-015 |  |  |  |  | 21 | 2
| SPARE | [49 empty] | 3900-DSB-015 |  |  |  |  | 21 | 3
| SPARE | [49 empty] | 3900-DSB-015 |  |  |  |  | 21 | 4
| SPARE | [49 empty] | 3900-DSB-015 |  |  |  |  | 22 | 1
| SPARE | [49 empty] | 3900-DSB-015 |  |  |  |  | 22 | 2
| SPARE | [49 empty] | 3900-DSB-015 |  |  |  |  | 22 | 3
| SPARE | [49 empty] | 3900-DSB-015 |  |  |  |  | 22 | 4
| SPARE | [49 empty] | 3900-DSB-015 |  |  |  |  | 23 | 1
| SPARE | [49 empty] | 3900-DSB-015 |  |  |  |  | 23 | 2
| SPARE | [49 empty] | 3900-DSB-015 |  |  |  |  | 23 | 3
| SPARE | [49 empty] | 3900-DSB-015 |  |  |  |  | 23 | 4
| SPARE | [49 empty] | 3900-DSB-015 |  |  |  |  | 24 | 1
| SPARE | [49 empty] | 3900-DSB-015 |  |  |  |  | 24 | 2
| SPARE | [49 empty] | 3900-DSB-015 |  |  |  |  | 24 | 3
| SPARE | [49 empty] | 3900-DSB-015 |  |  |  |  | 24 | 4
| 3153-PZT-453AP |  | 3153-PZ-453 P | PRESSURE TRANSMITTER |  |  | DIR | DCS | LP | [7 empty] | IS |  |  | 31-PK-5206A | VRC_C1/3153-PZ-453_G1 | 3153-SJB-270/3900-DSB-016 | [28 empty] | 3900-DSB-016 |  |  |  |  | 1 | 1
| 3153-LS-356P |  | 3153-LD-356 P | LEVEL SWITCH -TUNNING FORK |  |  | DIR | DCS | Field | [7 empty] | IS | 4503-GP-VD-BD008T3131PK5206049 | 31-K-5206A | 31-PK-5206A | VRC_C1 | 3153-DJB-271/3900-DSB-016 | [28 empty] | 3900-DSB-016 |  |  |  |  | 1 | 2
| 3153-LS-357P |  | 3153-LD-357 P | LEVEL SWITCH -TUNNING FORK |  |  | DIR | DCS | Field | [7 empty] | IS | 4503-GP-VD-BD008T3131PK5206049 | 31-E-5317 | 31-PK-5206A | VRC_C1 | 3153-DJB-271/3900-DSB-016 | [28 empty] | 3900-DSB-016 |  |  |  |  | 1 | 3
| 3153-ZS-951P |  | 3153-ZD-951 P | LIMIT SWITCH |  |  | DIR | DCS | Field | [7 empty] | IS | 4503-GP-VD-BD008T3131PK5206049 | 31-K-5206A | 31-PK-5206A | VRC_C1 | 3153-DJB-271/3900-DSB-016 | [28 empty] | 3900-DSB-016 |  |  |  |  | 1 | 4
| 3153-PT-462P |  | 3153-PD-462 P | PRESSURE TRANSMITTER |  |  | AIRH | DCS | LGB | [7 empty] | IS | 4503-GP-VD-BD008T3131PK5206049 |  | 31-PK-5206A | VRC_C1 | 3153-DJB-270/3900-DSB-016 | [28 empty] | 3900-DSB-016 |  |  |  |  | 2 | 1
| 3153-PDIT-460P |  | 3153-PD-460 P | PRESSURE DIFFERENTIAL IND XMTR |  |  | AIRH | DCS | Field | [7 empty] | IS | 4503-GP-VD-BD008T3131PK5206049 |  | 31-PK-5206A | VRC_C1 | 3153-DJB-270/3900-DSB-016 | [28 empty] | 3900-DSB-016 |  |  |  |  | 2 | 2
| 3153-ZS-952P |  | 3153-ZD-952 P | LIMIT SWITCH |  |  | DIR | DCS | Field | [7 empty] | IS | 4503-GP-VD-BD008T3131PK5206049 | 31-K-5206A | 31-PK-5206A | VRC_C1 | 3153-DJB-271/3900-DSB-016 | [28 empty] | 3900-DSB-016 |  |  |  |  | 2 | 3
| 3153-ZS-953P |  | 3153-ZD-953 P | LIMIT SWITCH |  |  | DIR | DCS | Field | [7 empty] | IS | 4503-GP-VD-BD008T3131PK5206049 | 31-K-5206A | 31-PK-5206A | VRC_C1 | 3153-DJB-271/3900-DSB-016 | [28 empty] | 3900-DSB-016 |  |  |  |  | 2 | 4
| 3153-LT-352P |  | 3153-LD-352 P | LEVEL TRANSM. - GWR EXT. CHAMBER |  |  | AIRH | DCS | Field | [7 empty] | IS | 4503-GP-VD-BD008T3131PK5206049 | 31-V-5301 | 31-PK-5206A | VRC_C1 | 3153-DJB-270/3900-DSB-016 | [28 empty] | 3900-DSB-016 |  |  |  |  | 3 | 1
| 3153-LT-354P |  | 3153-LD-354 P | LEVEL TRANSM. - GWR EXT. CHAMBER |  |  | AIRH | DCS | Field | [7 empty] | IS | 4503-GP-VD-BD008T3131PK5206049 | 31-V-5303 | 31-PK-5206A | VRC_C1 | 3153-DJB-270/3900-DSB-016 | [28 empty] | 3900-DSB-016 |  |  |  |  | 3 | 2
| 3153-PZT-462P |  | 3153-PD-462 P | POSITION TRANSMITTER |  |  | AIRH | DCS | Field | [7 empty] | IS | 4503-GP-VD-BD008T3131PK5206049 |  | 31-PK-5206A | VRC_C1 | 3153-DJB-270/3900-DSB-016 | [28 empty] | 3900-DSB-016 |  |  |  |  | 3 | 3
| 3153-PY-462P |  | 3153-PD-462 P | E/P POSITIONER |  |  | AORH | DCS | Field | [7 empty] | IS | 4503-GP-VD-BD008T3131PK5206049 |  | 31-PK-5206A | VRC_C1 | 3153-DJB-270/3900-DSB-016 | [28 empty] | 3900-DSB-016 |  |  |  |  | 3 | 4
| 3153-PT-466P |  | 3153-PD-466 P | PRESSURE TRANSMITTER |  |  | AIRH | DCS | LGB | [7 empty] | IS | 4503-GP-VD-BD008T3131PK5206049 |  | 31-PK-5206A | VRC_C1 | 3153-DJB-270/3900-DSB-016 | [28 empty] | 3900-DSB-016 |  |  |  |  | 4 | 1
| 3153-PDT-474P |  | 3153-PD-474 P | PRESSURE DIFFERENTIAL TRANSMITTER |  |  | AIRH | DCS | Field | [7 empty] | IS | 4503-GP-VD-BD008T3131PK5206049 |  | 31-PK-5206A | VRC_C1 | 3153-DJB-270/3900-DSB-016 | [28 empty] | 3900-DSB-016 |  |  |  |  | 4 | 2
| 3153-FIT-265P |  | 3153-FD-265 P | FLOW IND. TRANSM. -MAGNETIC REMOTE MOUNT |  |  | AIRH | DCS | Field | [7 empty] | IS |  |  | 31-PK-5206A | VRC_C1 | 3153-DJB-270/3900-DSB-016 | [28 empty] | 3900-DSB-016 |  |  |  |  | 4 | 3
| 3153-TT-711P |  | 3153-TD-711 P | TEMPERATURE TRANSM. -REMOTE MOUNT |  |  | AIRH | DCS | Field | [7 empty] | IS | 4503-GP-VD-BD008T3131PK5206049 |  | 31-PK-5206A | VRC_C1 | 3153-DJB-272/3900-DSB-016 | [28 empty] | 3900-DSB-016 |  |  |  |  | 4 | 4
| 3153-TT-712P |  | 3153-TD-712 P | TEMPERATURE TRANSM. -REMOTE MOUNT |  |  | AIRH | DCS | Field | [7 empty] | IS | 4503-GP-VD-BD008T3131PK5206049 |  | 31-PK-5206A | VRC_C1 | 3153-DJB-272/3900-DSB-016 | [28 empty] | 3900-DSB-016 |  |  |  |  | 5 | 1
| 3153-TT-710P |  | 3153-TD-710 P | TEMPERATURE TRANSM. -REMOTE MOUNT |  |  | AIRH | DCS | Field | [7 empty] | IS | 4503-GP-VD-BD008T3131PK5206049 |  | 31-PK-5206A | VRC_C1 | 3153-DJB-272/3900-DSB-016 | [28 empty] | 3900-DSB-016 |  |  |  |  | 5 | 2
| 3153-PT-499P |  | 3153-PD-499 P | PRESSURE TRANSMITTER |  |  | AIRH | DCS | Field | [7 empty] | IS | 4503-GP-VD-BD008T3131PK5206049 |  | 31-PK-5206A | VRC_C1 | 3153-DJB-270/3900-DSB-016 | [28 empty] | 3900-DSB-016 |  |  |  |  | 5 | 3
| 3153-PT-490P |  | 3153-PD-490 P | PRESSURE TRANSMITTER |  |  | AIRH | DCS | Field | [7 empty] | IS | 4503-GP-VD-BD008T3131PK5206049 |  | 31-PK-5206A | VRC_C1 | 3153-DJB-270/3900-DSB-016 | [28 empty] | 3900-DSB-016 |  |  |  |  | 5 | 4
| 3153-PT-452P |  | 3153-PD-452 P | PRESSURE TRANSMITTER |  |  | AIRH | DCS | LGB | [7 empty] | IS | 4503-GP-VD-BD008T3131PK5206049 |  | 31-PK-5206A | VRC_C1 | 3153-DJB-270/3900-DSB-016 | [28 empty] | 3900-DSB-016 |  |  |  |  | 6 | 1
| 3153-PT-456P |  | 3153-PD-456 P | PRESSURE TRANSMITTER |  |  | AIRH | DCS | LGB | [7 empty] | IS | 4503-GP-VD-BD008T3131PK5206049 |  | 31-PK-5206A | VRC_C1 | 3153-DJB-270/3900-DSB-016 | [28 empty] | 3900-DSB-016 |  |  |  |  | 6 | 2
| 3153-PT-459P |  | 3153-PD-459 P | PRESSURE TRANSMITTER |  |  | AIRH | DCS | Field | [7 empty] | IS | 4503-GP-VD-BD008T3131PK5206049 |  | 31-PK-5206A | VRC_C1 | 3153-DJB-270/3900-DSB-016 | [28 empty] | 3900-DSB-016 |  |  |  |  | 6 | 3
| 3153-TT-709P |  | 3153-TD-709 P | TEMPERATURE TRANSM. -REMOTE MOUNT |  |  | AIRH | DCS | Field | [7 empty] | IS | 4503-GP-VD-BD008T3131PK5206049 |  | 31-PK-5206A | VRC_C1 | 3153-DJB-272/3900-DSB-016 | [28 empty] | 3900-DSB-016 |  |  |  |  | 6 | 4
| 3153-PT-488P |  | 3153-PD-488 P | PRESSURE TRANSMITTER |  |  | AIRH | DCS | Field | [7 empty] | IS | 4503-GP-VD-BD008T3131PK5206049 |  | 31-PK-5206A | VRC_C1 | 3153-DJB-270/3900-DSB-016 | [28 empty] | 3900-DSB-016 |  |  |  |  | 7 | 1
| 3153-PT-485P |  | 3153-PD-485 P | PRESSURE TRANSMITTER |  |  | AIRH | DCS | LGB | [7 empty] | IS | 4503-GP-VD-BD008T3131PK5206049 |  | 31-PK-5206A | VRC_C1 | 3153-DJB-270/3900-DSB-016 | [28 empty] | 3900-DSB-016 |  |  |  |  | 7 | 2
| 3153-PDT-461P |  | 3153-PD-461 P | PRESSURE DIFFERENTIAL TRANSMITTER |  |  | AIRH | DCS | Field | [7 empty] | IS | 4503-GP-VD-BD008T3131PK5206049 |  | 31-PK-5206A | VRC_C1 | 3153-DJB-270/3900-DSB-016 | [28 empty] | 3900-DSB-016 |  |  |  |  | 7 | 3
| 3153-PDT-451P |  | 3153-PD-451 P | PRESSURE DIFFERENTIAL TRANSMITTER |  |  | AIRH | DCS | Field | [7 empty] | IS | 4503-GP-VD-BD008T3131PK5206049 |  | 31-PK-5206A | VRC_C1 | 3153-DJB-270/3900-DSB-016 | [28 empty] | 3900-DSB-016 |  |  |  |  | 7 | 4
| 3153-PT-532P |  | 3153-PD-532 P | PRESSURE TRANSMITTER |  |  | AIRH | DCS | LGB | [7 empty] | IS | 4503-GP-VD-BD008T3131PK5206049 |  | 31-PK-5206B | VRC_C2 | 3153-DJB-290/3900-DSB-016 | [28 empty] | 3900-DSB-016 |  |  |  |  | 8 | 1
| 3153-PT-536P |  | 3153-PD-536 P | PRESSURE TRANSMITTER |  |  | AIRH | DCS | LGB | [7 empty] | IS | 4503-GP-VD-BD008T3131PK5206049 |  | 31-PK-5206B | VRC_C2 | 3153-DJB-290/3900-DSB-016 | [28 empty] | 3900-DSB-016 |  |  |  |  | 8 | 2
| 3153-PDT-552P |  | 3153-PD-552 P | PRESSURE DIFFERENTIAL TRANSMITTER |  |  | AIRH | DCS | Field | [7 empty] | IS | 4503-GP-VD-BD008T3131PK5206049 |  | 31-PK-5206B | VRC_C2 | 3153-DJB-290/3900-DSB-016 | [28 empty] | 3900-DSB-016 |  |  |  |  | 8 | 3
| 3153-PT-568P |  | 3153-PD-568 P | PRESSURE TRANSMITTER |  |  | AIRH | DCS | Field | [7 empty] | IS | 4503-GP-VD-BD008T3131PK5206049 |  | 31-PK-5206B | VRC_C2 | 3153-DJB-290/3900-DSB-016 | [28 empty] | 3900-DSB-016 |  |  |  |  | 8 | 4
| 3153-PT-570P |  | 3153-PD-570 P | PRESSURE TRANSMITTER |  |  | AIRH | DCS | Field | [7 empty] | IS | 4503-GP-VD-BD008T3131PK5206049 |  | 31-PK-5206B | VRC_C2 | 3153-DJB-290/3900-DSB-016 | [28 empty] | 3900-DSB-016 |  |  |  |  | 9 | 1
| 3153-PDT-554P |  | 3153-PD-554 P | PRESSURE DIFFERENTIAL TRANSMITTER |  |  | AIRH | DCS | Field | [7 empty] | IS | 4503-GP-VD-BD008T3131PK5206049 |  | 31-PK-5206B | VRC_C2 | 3153-DJB-290/3900-DSB-016 | [28 empty] | 3900-DSB-016 |  |  |  |  | 9 | 2
| 3153-PY-542P |  | 3153-PD-542 P | E/P POSITIONER |  |  | AORH | DCS | Field | [7 empty] | IS | 4503-GP-VD-BD008T3131PK5206049 |  | 31-PK-5206B | VRC_C2 | 3153-DJB-290/3900-DSB-016 | [28 empty] | 3900-DSB-016 |  |  |  |  | 9 | 3
| 3153-PZT-542P |  | 3153-PD-542 P | POSITION TRANSMITTER |  |  | AIRH | DCS | Field | [7 empty] | IS | 4503-GP-VD-BD008T3131PK5206049 |  | 31-PK-5206B | VRC_C2 | 3153-DJB-290/3900-DSB-016 | [28 empty] | 3900-DSB-016 |  |  |  |  | 9 | 4
| 3153-PT-542P |  | 3153-PD-542 P | PRESSURE TRANSMITTER |  |  | AIRH | DCS | LGB | [7 empty] | IS | 4503-GP-VD-BD008T3131PK5206049 |  | 31-PK-5206B | VRC_C2 | 3153-DJB-290/3900-DSB-016 | [28 empty] | 3900-DSB-016 |  |  |  |  | 10 | 1
| 3153-PT-546P |  | 3153-PD-546 P | PRESSURE TRANSMITTER |  |  | AIRH | DCS | LGB | [7 empty] | IS | 4503-GP-VD-BD008T3131PK5206049 |  | 31-PK-5206B | VRC_C2 | 3153-DJB-290/3900-DSB-016 | [28 empty] | 3900-DSB-016 |  |  |  |  | 10 | 2
| 3153-PT-579P |  | 3153-PD-579 P | PRESSURE TRANSMITTER |  |  | AIRH | DCS | Field | [7 empty] | IS | 4503-GP-VD-BD008T3131PK5206049 |  | 31-PK-5206B | VRC_C2 | 3153-DJB-290/3900-DSB-016 | [28 empty] | 3900-DSB-016 |  |  |  |  | 10 | 3
| 3153-FIT-295P |  | 3153-FD-295 P | FLOW IND. TRANSM. -MAGNETIC REMOTE MOUNT |  |  | AIRH | DCS | Field | [7 empty] | IS | 4503-GP-VD-BD008T3131PK5206049 |  | 31-PK-5206B | VRC_C2 | 3153-DJB-290/3900-DSB-016 | [28 empty] | 3900-DSB-016 |  |  |  |  | 10 | 4
| 3153-TS-744P |  | 3153-TD-744 P | TEMPERATURE SWITCH |  |  | DIR | DCS | Field | [7 empty] | NIS | 4503-GP-VD-BD008T3131PK5206049 | 31-E-5338 | 31-PK-5206B | VRC_C2 | 3153-DJB-191/3900-DSB-016 | [28 empty] | 3900-DSB-016 |  |  |  |  | 11 | 1
| 3153-TS-745P |  | 3153-TD-745 P | TEMPERATURE SWITCH |  |  | DIR | DCS | Field | [7 empty] | NIS | 4503-GP-VD-BD008T3131PK5206049 | 31-E-5338 | 31-PK-5206B | VRC_C2 | 3153-DJB-191/3900-DSB-016 | [28 empty] | 3900-DSB-016 |  |  |  |  | 11 | 2
| 3153-TS-758P |  | 3153-TD-758 P | TEMPERATURE SWITCH |  |  | DIR | DCS | Field | [7 empty] | NIS | 4503-GP-VD-BD008T3131PK5206049 | 31-E-5337 | 31-PK-5206B | VRC_C2 | 3153-DJB-192/3900-DSB-016 | [28 empty] | 3900-DSB-016 |  |  |  |  | 11 | 3
| 3153-TS-757P |  |  | TEMPERATURE SWITCH |  |  | DIR | DCS | Field | [7 empty] | NIS |  | 31-E-5337 |  | VRC_C2 | 3153-DJB-192/3900-DSB-016 | [28 empty] | 3900-DSB-016 |  |  |  |  | 11 | 4
| 3153-LT-382P |  | 3153-LD-382 P | LEVEL TRANSM. - GWR EXT. CHAMBER |  |  | AIRH | DCS | Field | [7 empty] | IS | 4503-GP-VD-BD008T3131PK5206049 | 31-V-5321 | 31-PK-5206B | VRC_C2 | 3153-DJB-290/3900-DSB-016 | [28 empty] | 3900-DSB-016 |  |  |  |  | 12 | 1
| 3153-LT-384P |  | 3153-LD-384 P | LEVEL TRANSM. - GWR EXT. CHAMBER |  |  | AIRH | DCS | Field | [7 empty] | IS | 4503-GP-VD-BD008T3131PK5206049 | 31-V-5323 | 31-PK-5206B | VRC_C2 | 3153-DJB-290/3900-DSB-016 | [28 empty] | 3900-DSB-016 |  |  |  |  | 12 | 2
| 3153-PDIT-540P |  | 3153-PD-540 P | PRESSURE DIFFERENTIAL IND XMTR |  |  | AIRH | DCS | Field | [7 empty] | IS |  |  | 31-PK-5206B | VRC_C2 | 3153-DJB-290/3900-DSB-016 | [28 empty] | 3900-DSB-016 |  |  |  |  | 12 | 3
| 3153-PDT-541P |  | 3153-PD-541 P | PRESSURE DIFFERENTIAL TRANSMITTER |  |  | AIRH | DCS | Field | [7 empty] | IS | 4503-GP-VD-BD008T3131PK5206049 |  | 31-PK-5206B | VRC_C2 | 3153-DJB-290/3900-DSB-016 | [28 empty] | 3900-DSB-016 |  |  |  |  | 12 | 4
| 3153-PT-539P |  |  | PRESSURE TRANSMITTER |  |  | AIRH | DCS | Field | [7 empty] | IS | 4503-GP-VD-BD008T3131PK5206049 |  | 31-PK-5206B | VRC_C2 | 3153-DJB-290/3900-DSB-016 | [28 empty] | 3900-DSB-016 |  |  |  |  | 13 | 1
| 3153-TT-688P |  | 3153-TD-688 P | TEMPERATURE TRANSM. -REMOTE MOUNT |  |  | AIRH | DCS | Field | [7 empty] | IS | 4503-GP-VD-BD008T3131PK5206049 |  | 31-PK-5206A |  | 3153-DJB-272/3900-DSB-016 | [28 empty] | 3900-DSB-016 |  |  |  |  | 13 | 2
| 3153-TT-693P |  | 3153-TD-693 P | TEMPERATURE TRANSM. -REMOTE MOUNT |  |  | AIRH | DCS | Field |  |  |  |  | 31-PK-5206 A/B |  |  | IS | 4503-GP-VD-BD008T3131PK5206049 |  | 31-PK-5206A |  | 3153-DJB-272/3900-DSB-016 | [28 empty] | 3900-DSB-016 |  |  |  |  | 13 | 3
| 3153-TT-694P |  | 3153-TD-694 P | TEMPERATURE TRANSM. -REMOTE MOUNT |  |  | AIRH | DCS | Field | [7 empty] | IS | 4503-GP-VD-BD008T3131PK5206049 |  | 31-PK-5206A |  | 3153-DJB-272/3900-DSB-016 | [28 empty] | 3900-DSB-016 |  |  |  |  | 13 | 4
| 3153-TT-695P |  | 3153-TD-695 P | TEMPERATURE TRANSM. -REMOTE MOUNT |  |  | AIRH | DCS | Field | [7 empty] | IS | 4503-GP-VD-BD008T3131PK5206049 |  | 31-PK-5206A |  | 3153-DJB-272/3900-DSB-016 | [28 empty] | 3900-DSB-016 |  |  |  |  | 14 | 1
| 3153-TT-707P |  | 3153-TD-707 P | TEMPERATURE TRANSM. -REMOTE MOUNT |  |  | AIRH | DCS | Field | [7 empty] | IS | 4503-GP-VD-BD008T3131PK5206049 |  | 31-PK-5206A |  | 3153-DJB-272/3900-DSB-016 | [28 empty] | 3900-DSB-016 |  |  |  |  | 14 | 2
| 3153-TT-708P |  | 3153-TD-708 P | TEMPERATURE TRANSM. -REMOTE MOUNT |  |  | AIRH | DCS | Field | [7 empty] | IS | 4503-GP-VD-BD008T3131PK5206049 |  | 31-PK-5206A |  | 3153-DJB-272/3900-DSB-016 | [28 empty] | 3900-DSB-016 |  |  |  |  | 14 | 3
| 3153-TT-706P |  | 3153-TD-706 P | TEMPERATURE TRANSM. -REMOTE MOUNT |  |  | AIRH | DCS | Field | [7 empty] | IS | 4503-GP-VD-BD008T3131PK5206049 |  | 31-PK-5206A |  | 3153-DJB-272/3900-DSB-016 | [28 empty] | 3900-DSB-016 |  |  |  |  | 14 | 4
| 3153-TT-651P |  | 3153-TD-651 P | TEMPERATURE TRANSM. -HEAD MOUNT |  |  | AIRH | DCS | Field | [7 empty] | IS | 4503-GP-VD-BD008T3131PK5206049 |  | 31-PK-5206A |  | 3153-DJB-270/3900-DSB-016 | [28 empty] | 3900-DSB-016 |  |  |  |  | 15 | 1
| 3153-TT-705P |  | 3153-TD-705 P | TEMPERATURE TRANSM. -REMOTE MOUNT |  |  | AIRH | DCS | Field | [7 empty] | IS | 4503-GP-VD-BD008T3131PK5206049 |  | 31-PK-5206A |  | 3153-DJB-272/3900-DSB-016 | [28 empty] | 3900-DSB-016 |  |  |  |  | 15 | 2
| 3153-TT-652P |  | 3153-TD-652 P | TEMPERATURE TRANSM. -HEAD MOUNT |  |  | AIRH | DCS | Field | [7 empty] | IS | 4503-GP-VD-BD008T3131PK5206049 |  | 31-PK-5206A |  | 3153-DJB-270/3900-DSB-016 | [28 empty] | 3900-DSB-016 |  |  |  |  | 15 | 3
| 3153-TT-654P |  | 3153-TD-654 P | TEMPERATURE TRANSM. -REMOTE MOUNT |  |  | AIRH | DCS | Field | [7 empty] | IS | 4503-GP-VD-BD008T3131PK5206049 |  | 31-PK-5206A |  | 3153-DJB-270/3900-DSB-016 | [28 empty] | 3900-DSB-016 |  |  |  |  | 15 | 4
| 3153-TT-703P |  | 3153-TD-703 P | TEMPERATURE TRANSM. -REMOTE MOUNT |  |  | AIRH | DCS | Field | [7 empty] | IS | 4503-GP-VD-BD008T3131PK5206049 |  | 31-PK-5206A |  | 3153-DJB-272/3900-DSB-016 | [28 empty] | 3900-DSB-016 |  |  |  |  | 16 | 1
| 3153-TT-704P |  | 3153-TD-704 P | TEMPERATURE TRANSM. -REMOTE MOUNT |  |  | AIRH | DCS | Field | [7 empty] | IS | 4503-GP-VD-BD008T3131PK5206049 |  | 31-PK-5206A |  | 3153-DJB-272/3900-DSB-016 | [28 empty] | 3900-DSB-016 |  |  |  |  | 16 | 2
| 3153-TT-696P |  | 3153-TD-696 P | TEMPERATURE TRANSM. -REMOTE MOUNT |  |  | AIRH | DCS | Field | [7 empty] | IS | 4503-GP-VD-BD008T3131PK5206049 |  | 31-PK-5206A |  | 3153-DJB-272/3900-DSB-016 | [28 empty] | 3900-DSB-016 |  |  |  |  | 16 | 3
| 3153-TT-689P |  | 3153-TD-689 P | TEMPERATURE TRANSM. -REMOTE MOUNT |  |  | AIRH | DCS | Field | [7 empty] | IS | 4503-GP-VD-BD008T3131PK5206049 |  | 31-PK-5206A |  | 3153-DJB-272/3900-DSB-016 | [28 empty] | 3900-DSB-016 |  |  |  |  | 16 | 4
| 3153-TT-697P |  | 3153-TD-697 P | TEMPERATURE TRANSM. -REMOTE MOUNT |  |  | AIRH | DCS | Field | [7 empty] | IS | 4503-GP-VD-BD008T3131PK5206049 |  | 31-PK-5206A |  | 3153-DJB-272/3900-DSB-016 | [28 empty] | 3900-DSB-016 |  |  |  |  | 17 | 1
| 3153-TT-702P |  | 3153-TD-702 P | TEMPERATURE TRANSM. -REMOTE MOUNT |  |  | AIRH | DCS | Field | [7 empty] | IS | 4503-GP-VD-BD008T3131PK5206049 |  | 31-PK-5206A |  | 3153-DJB-272/3900-DSB-016 | [28 empty] | 3900-DSB-016 |  |  |  |  | 17 | 2
| 3153-TT-701P |  | 3153-TD-701 P | TEMPERATURE TRANSM. -REMOTE MOUNT |  |  | AIRH | DCS | Field | [7 empty] | IS | 4503-GP-VD-BD008T3131PK5206049 |  | 31-PK-5206A |  | 3153-DJB-272/3900-DSB-016 | [28 empty] | 3900-DSB-016 |  |  |  |  | 17 | 3
| 3153-TT-655P |  | 3153-TD-655 P | TEMPERATURE TRANSM. -HEAD MOUNT |  |  | AIRH | DCS | Field | [7 empty] | IS | 4503-GP-VD-BD008T3131PK5206049 |  | 31-PK-5206A |  | 3153-DJB-270/3900-DSB-016 | [28 empty] | 3900-DSB-016 |  |  |  |  | 17 | 4
| 3153-TT-699P |  | 3153-TD-699 P | TEMPERATURE TRANSM. -REMOTE MOUNT |  |  | AIRH | DCS | Field | [7 empty] | IS | 4503-GP-VD-BD008T3131PK5206049 |  | 31-PK-5206A |  | 3153-DJB-272/3900-DSB-016 | [28 empty] | 3900-DSB-016 |  |  |  |  | 18 | 1
| 3153-TT-698P |  | 3153-TD-698 P | TEMPERATURE TRANSM. -REMOTE MOUNT |  |  | AIRH | DCS | Field | [7 empty] | IS | 4503-GP-VD-BD008T3131PK5206049 |  | 31-PK-5206A |  | 3153-DJB-272/3900-DSB-016 | [28 empty] | 3900-DSB-016 |  |  |  |  | 18 | 2
| 3153-TT-690P |  | 3153-TD-690 P | TEMPERATURE TRANSM. -REMOTE MOUNT |  |  | AIRH | DCS | Field | [7 empty] | IS | 4503-GP-VD-BD008T3131PK5206049 |  | 31-PK-5206A |  | 3153-DJB-272/3900-DSB-016 | [28 empty] | 3900-DSB-016 |  |  |  |  | 18 | 3
| 3153-TT-668P |  | 3153-TD-668 P | TEMPERATURE TRANSM. -HEAD MOUNT |  |  | AIRH | DCS | Field | [7 empty] | IS | 4503-GP-VD-BD008T3131PK5206049 |  | 31-PK-5206A |  | 3153-DJB-270/3900-DSB-016 | [28 empty] | 3900-DSB-016 |  |  |  |  | 18 | 4
| 3153-TT-691P |  | 3153-TD-691 P | TEMPERATURE TRANSM. -REMOTE MOUNT |  |  | AIRH | DCS | Field | [7 empty] | IS | 4503-GP-VD-BD008T3131PK5206049 |  | 31-PK-5206A |  | 3153-DJB-272/3900-DSB-016 | [28 empty] | 3900-DSB-016 |  |  |  |  | 19 | 1
| 3153-TT-663P |  | 3153-TD-663 P | TEMPERATURE TRANSM. -REMOTE MOUNT |  |  | AIRH | DCS | Field | [7 empty] | IS | 4503-GP-VD-BD008T3131PK5206049 |  | 31-PK-5206A |  | 3153-DJB-273/3900-DSB-016 | [28 empty] | 3900-DSB-016 |  |  |  |  | 19 | 2
| 3153-TT-673P |  | 3153-TD-673 P | TEMPERATURE TRANSM. -HEAD MOUNT |  |  | AIRH | DCS | Field | [7 empty] | IS | 4503-GP-VD-BD008T3131PK5206049 |  | 31-PK-5206A |  | 3153-DJB-270/3900-DSB-016 | [28 empty] | 3900-DSB-016 |  |  |  |  | 19 | 3
| 3153-TT-687P |  | 3153-TD-687 P | TEMPERATURE TRANSM. -HEAD MOUNT |  |  | AIRH | DCS | Field | [7 empty] | IS | 4503-GP-VD-BD008T3131PK5206049 |  | 31-PK-5206A |  | 3153-DJB-270/3900-DSB-016 | [28 empty] | 3900-DSB-016 |  |  |  |  | 19 | 4
| 3153-TT-692P |  | 3153-TD-692 P | TEMPERATURE TRANSM. -REMOTE MOUNT |  |  | AIRH | DCS | Field | [7 empty] | IS | 4503-GP-VD-BD008T3131PK5206049 |  | 31-PK-5206A |  | 3153-DJB-272/3900-DSB-016 | [28 empty] | 3900-DSB-016 |  |  |  |  | 20 | 1
| 3153-TT-662P |  | 3153-TD-662 P | TEMPERATURE TRANSM. -REMOTE MOUNT |  |  | AIRH | DCS | Field | [7 empty] | IS | 4503-GP-VD-BD008T3131PK5206049 |  | 31-PK-5206A |  | 3153-DJB-273/3900-DSB-016 | [28 empty] | 3900-DSB-016 |  |  |  |  | 20 | 2
| 3153-TT-732P |  | 3153-TD-732 P | TEMPERATURE TRANSM. -HEAD MOUNT |  |  | AIRH | DCS | Field | [7 empty] | IS | 4503-GP-VD-BD008T3131PK5206049 |  | 31-PK-5206B |  | 3153-DJB-290/3900-DSB-016 | [28 empty] | 3900-DSB-016 |  |  |  |  | 20 | 3
| 3153-TT-731P |  | 3153-TD-731 P | TEMPERATURE TRANSM. -HEAD MOUNT |  |  | AIRH | DCS | Field | [7 empty] | IS | 4503-GP-VD-BD008T3131PK5206049 |  | 31-PK-5206B |  | 3153-DJB-290/3900-DSB-016 | [28 empty] | 3900-DSB-016 |  |  |  |  | 20 | 4
| SPARE | [49 empty] | 3900-DSB-016 |  |  |  |  | 21 | 1
| SPARE | [49 empty] | 3900-DSB-016 |  |  |  |  | 21 | 2
| SPARE | [49 empty] | 3900-DSB-016 |  |  |  |  | 21 | 3
| SPARE | [49 empty] | 3900-DSB-016 |  |  |  |  | 21 | 4
| SPARE | [49 empty] | 3900-DSB-016 |  |  |  |  | 22 | 1
| SPARE | [49 empty] | 3900-DSB-016 |  |  |  |  | 22 | 2
| SPARE | [49 empty] | 3900-DSB-016 |  |  |  |  | 22 | 3
| SPARE | [49 empty] | 3900-DSB-016 |  |  |  |  | 22 | 4
| SPARE | [49 empty] | 3900-DSB-016 |  |  |  |  | 23 | 1
| SPARE | [49 empty] | 3900-DSB-016 |  |  |  |  | 23 | 2
| SPARE | [49 empty] | 3900-DSB-016 |  |  |  |  | 23 | 3
| SPARE | [49 empty] | 3900-DSB-016 |  |  |  |  | 23 | 4
| SPARE | [49 empty] | 3900-DSB-016 |  |  |  |  | 24 | 1
| SPARE | [49 empty] | 3900-DSB-016 |  |  |  |  | 24 | 2
| SPARE | [49 empty] | 3900-DSB-016 |  |  |  |  | 24 | 3
| SPARE | [49 empty] | 3900-DSB-016 |  |  |  |  | 24 | 4
| 3153-TS-664P |  | 3153-TD-664 P | TEMPERATURE SWITCH |  |  | DIR | DCS | Field | [7 empty] | NIS | 4503-GP-VD-BD008T3131PK5206049 | 31-E-5318 | 31-PK-5206A | VRC_C1 | 3153-DJB-171/3900-DSB-017 | [28 empty] | 3900-DSB-017 |  |  |  |  | 1 | 1
| 3153-XY-954P |  | 3153-XD-954 P | SOLENOID VALVE |  |  | DOR | DCS | Field | [7 empty] | NIS | 4503-GP-VD-BD008T3131PK5206049 | 31-K-5206A | 31-PK-5206A | VRC_C1 | 3153-DJB-370/3900-DSB-017 | [28 empty] | 3900-DSB-017 |  |  |  |  | 1 | 2
| 3153-XY-955P |  | 3153-XD-955 P | SOLENOID VALVE |  |  | DOR | DCS | Field | [7 empty] | NIS | 4503-GP-VD-BD008T3131PK5206049 | 31-K-5206A | 31-PK-5206A | VRC_C1 | 3153-DJB-370/3900-DSB-017 | [28 empty] | 3900-DSB-017 |  |  |  |  | 1 | 3
| 3153-UX-952P |  | 3153-UD-952 P | INDICATION |  |  | DIR | DCS | Field | [7 empty] | NIS | 4503-GP-VD-BD008T3131PK5206049 |  | 31-PK-5206A | VRC_C1 | 3153-DJB-170/3900-DSB-017 | [28 empty] | 3900-DSB-017 |  |  |  |  | 1 | 4
| 3153-TS-665P |  | 3153-TD-665 P | TEMPERATURE SWITCH |  |  | DIR | DCS | Field | [7 empty] | NIS | 4503-GP-VD-BD008T3131PK5206049 | 31-E-5318 | 31-PK-5206A | VRC_C1 | 3153-DJB-171/3900-DSB-017 | [28 empty] | 3900-DSB-017 |  |  |  |  | 2 | 1
| 3153-XY-956P |  | 3153-XD-956 P | SOLENOID VALVE |  |  | DOR | DCS | Field | [7 empty] | NIS | 4503-GP-VD-BD008T3131PK5206049 | 31-K-5206A | 31-PK-5206A | VRC_C1 | 3153-DJB-370/3900-DSB-017 | [28 empty] | 3900-DSB-017 |  |  |  |  | 2 | 2
| 3153-TS-678P |  | 3153-TD-678 P | TEMPERATURE SWITCH |  |  | DIR | DCS | Field | [7 empty] | NIS | 4503-GP-VD-BD008T3131PK5206049 | 31-E-5317 | 31-PK-5206A | VRC_C1 | 3153-DJB-172/3900-DSB-017 | [28 empty] | 3900-DSB-017 |  |  |  |  | 2 | 3
| 3153-TS-677P |  | 3153-TD-677 P | TEMPERATURE SWITCH |  |  | DIR | DCS | Field | [7 empty] | NIS | 4503-GP-VD-BD008T3131PK5206049 | 31-E-5317 | 31-PK-5206A | VRC_C1 | 3153-DJB-172/3900-DSB-017 | [28 empty] | 3900-DSB-017 |  |  |  |  | 2 | 4
| 3153-PT-565P |  | 3153-PD-565 P | PRESSURE TRANSMITTER |  |  | AIRH | DCS | LGB | [7 empty] | IS | 4503-GP-VD-BD008T3131PK5206049 |  | 31-PK-5206B | VRC_C2 | 3153-DJB-290/3900-DSB-017 | [28 empty] | 3900-DSB-017 |  |  |  |  | 3 | 1
| 3153-PDT-531P |  | 3153-PD-531 P | PRESSURE DIFFERENTIAL TRANSMITTER |  |  | AIRH | DCS | Field | [7 empty] | IS | 4503-GP-VD-BD008T3131PK5206049 |  | 31-PK-5206B | VRC_C2 | 3153-DJB-290/3900-DSB-017 | [28 empty] | 3900-DSB-017 |  |  |  |  | 3 | 2
| 3153-ZS-981P |  | 3153-ZD-981 P | LIMIT SWITCH |  |  | DIR | DCS | Field | [7 empty] | IS | 4503-GP-VD-BD008T3131PK5206049 | 31-K-5206B | 31-PK-5206B | VRC_C2 | 3153-DJB-291/3900-DSB-017 | [28 empty] | 3900-DSB-017 |  |  |  |  | 3 | 3
| 3153-ZS-982P |  | 3153-ZD-982 P | LIMIT SWITCH |  |  | DIR | DCS | Field | [7 empty] | IS | 4503-GP-VD-BD008T3131PK5206049 | 31-K-5206B | 31-PK-5206B | VRC_C2 | 3153-DJB-291/3900-DSB-017 | [28 empty] | 3900-DSB-017 |  |  |  |  | 3 | 4
| 3153-UXA-953P |  | 3153-UD-953 P | ALARM |  |  | DIR | DCS | Field | [7 empty] | NIS | 4503-GP-VD-BD008T3131PK5206049 | 31-KM-5220 | 31-PK-5206A | VRC_C1 | 3153-DJB-170/3900-DSB-017 | [28 empty] | 3900-DSB-017 |  |  |  |  | 4 | 1
| 3153-XY-957P |  | 3153-XD-957 P | SOLENOID VALVE |  |  | DOR | DCS | Field | [7 empty] | NIS | 4503-GP-VD-BD008T3131PK5206049 | 31-K-5206A | 31-PK-5206A | VRC_C1 | 3153-DJB-370/3900-DSB-017 | [28 empty] | 3900-DSB-017 |  |  |  |  | 4 | 2
| 3153-XY-958P |  | 3153-XD-958 P | SOLENOID VALVE |  |  | DOR | DCS | Field | [7 empty] | NIS | 4503-GP-VD-BD008T3131PK5206049 | 31-K-5206A | 31-PK-5206A | VRC_C1 | 3153-DJB-370/3900-DSB-017 | [28 empty] | 3900-DSB-017 |  |  |  |  | 4 | 3
| 3153-HS-185P |  | 3153-HD-185 P | HAND SWITCH |  |  | DIR | DCS | LP | [7 empty] | NIS | 4503-GP-VD-BD008T3131PK5206049 |  | 31-PK-5206B |  | 3153-XLP-192/3900-SSB-003 | [28 empty] | 3900-DSB-017 |  |  |  |  | 4 | 4
| 3153-UXA-983P |  | 3153-UD-983 P | ALARM |  |  | DIR | DCS | Field | [7 empty] | NIS | 4503-GP-VD-BD008T3131PK5206049 | 31-KM-5240 | 31-PK-5206B | VRC_C2 | 3153-DJB-190/3900-DSB-017 | [28 empty] | 3900-DSB-017 |  |  |  |  | 5 | 1
| 3153-UX-982P |  | 3153-UD-982 P | INDICATION |  |  | DIR | DCS | Field | [7 empty] | NIS | 4503-GP-VD-BD008T3131PK5206049 |  | 31-PK-5206B | VRC_C2 | 3153-DJB-190/3900-DSB-017 | [28 empty] | 3900-DSB-017 |  |  |  |  | 5 | 2
| 3153-XY-984P |  | 3153-XD-984 P | SOLENOID VALVE |  |  | DOR | DCS | Field | [7 empty] | NIS | 4503-GP-VD-BD008T3131PK5206049 | 31-K-5206B | 31-PK-5206B | VRC_C2 | 3153-DJB-390/3900-DSB-017 | [28 empty] | 3900-DSB-017 |  |  |  |  | 5 | 3
| 3153-XY-986P |  | 3153-XD-986 P | SOLENOID VALVE |  |  | DOR | DCS | Field | [7 empty] | NIS | 4503-GP-VD-BD008T3131PK5206049 | 31-K-5206B | 31-PK-5206B | VRC_C2 | 3153-DJB-390/3900-DSB-017 | [28 empty] | 3900-DSB-017 |  |  |  |  | 5 | 4
| 3153-XY-987P |  | 3153-XD-987 P | SOLENOID VALVE |  |  | DOR | DCS | Field | [7 empty] | NIS | 4503-GP-VD-BD008T3131PK5206049 | 31-K-5206B | 31-PK-5206B | VRC_C2 | 3153-DJB-390/3900-DSB-017 | [28 empty] | 3900-DSB-017 |  |  |  |  | 6 | 1
| 3153-XY-988P |  | 3153-XD-988 P | SOLENOID VALVE |  |  | DOR | DCS | Field | [7 empty] | NIS | 4503-GP-VD-BD008T3131PK5206049 | 31-K-5206B | 31-PK-5206B | VRC_C2 | 3153-DJB-390/3900-DSB-017 | [28 empty] | 3900-DSB-017 |  |  |  |  | 6 | 2
| 3153-HS-193P |  | 3153-HD-193 P | HAND SWITCH |  |  | DIR | DCS | LP | [7 empty] | NIS | 4503-GP-VD-BD008T3131PK5206049 |  | 31-PK-5206B |  | 3153-XLP-192/3900-SSB-003 | [28 empty] | 3900-DSB-017 |  |  |  |  | 6 | 3
| 3153-HS-194P |  | 3153-HD-194 P | HAND SWITCH |  |  | DIR | DCS | LP | [7 empty] | NIS | 4503-GP-VD-BD008T3131PK5206049 |  | 31-PK-5206B |  | 3153-XLP-192/3900-SSB-003 | [28 empty] | 3900-DSB-017 |  |  |  |  | 6 | 4
| 3153-ZS-983P |  | 3153-ZD-983 P | LIMIT SWITCH |  |  | DIR | DCS | Field | [7 empty] | IS | 4503-GP-VD-BD008T3131PK5206049 | 31-K-5206B | 31-PK-5206B | VRC_C2 | 3153-DJB-291/3900-DSB-017 | [28 empty] | 3900-DSB-017 |  |  |  |  | 7 | 1
| 3153-XY-985P |  |  | SOLENOID VALVE |  |  | DIR | DCS | LP | [7 empty] | IS | 4503-GP-VD-BD008T3131PK5206049 | 31-K-5206B | 31-PK-5206B | VRC_C2 | 3153-DJB-390/3900-DSB-017 | [28 empty] | 3900-DSB-017 |  |  |  |  | 7 | 2
| 3153-TT-734P |  | 3153-TD-734 P | TEMPERATURE TRANSM. -HEAD MOUNT |  |  | AIRH | DCS | Field | [7 empty] | IS | 4503-GP-VD-BD008T3131PK5206049 |  | 31-PK-5206B |  | 3153-DJB-290/3900-DSB-017 | [28 empty] | 3900-DSB-017 |  |  |  |  | 7 | 3
| 3153-TT-753P |  | 3153-TD-753 P | TEMPERATURE TRANSM. -HEAD MOUNT |  |  | AIRH | DCS | Field | [7 empty] | IS | 4503-GP-VD-BD008T3131PK5206049 |  | 31-PK-5206B |  | 3153-DJB-290/3900-DSB-017 | [28 empty] | 3900-DSB-017 |  |  |  |  | 7 | 4
| 3153-HS-195P |  | 3153-HD-195 P | HAND SWITCH |  |  | DIR | DCS | LP | [7 empty] | NIS | 4503-GP-VD-BD008T3131PK5206049 |  | 31-PK-5206B |  | 3153-XLP-192/3900-SSB-003 | [28 empty] | 3900-DSB-017 |  |  |  |  | 8 | 1
| 3153-HS-196P |  | 3153-HD-196 P | HAND SWITCH |  |  | DIR | DCS | LP | [7 empty] | NIS | 4503-GP-VD-BD008T3131PK5206049 |  | 31-PK-5206B |  | 3153-XLP-192/3900-SSB-003 | [28 empty] | 3900-DSB-017 |  |  |  |  | 8 | 2
| 3153-HS-197P |  | 3153-HD-197 P | HAND SWITCH |  |  | DIR | DCS | LP | [7 empty] | NIS | 4503-GP-VD-BD008T3131PK5206049 |  | 31-PK-5206B |  | 3153-XLP-192/3900-SSB-003 | [28 empty] | 3900-DSB-017 |  |  |  |  | 8 | 3
| 3153-HS-198P |  | 3153-HD-198 P | HAND SWITCH |  |  | DIR | DCS | LP | [7 empty] | NIS | 4503-GP-VD-BD008T3131PK5206049 |  | 31-PK-5206B |  | 3153-XLP-192/3900-SSB-003 | [28 empty] | 3900-DSB-017 |  |  |  |  | 8 | 4
| 3153-HS-186P |  | 3153-HD-186 P | HAND SWITCH |  |  | DIR | DCS | LP | [7 empty] | NIS | 4503-GP-VD-BD008T3131PK5206049 |  | 31-PK-5206B |  | 3153-XLP-192/3900-SSB-003 | [28 empty] | 3900-DSB-017 |  |  |  |  | 9 | 1
| 3153-HS-187P |  | 3153-HD-187 P | HAND SWITCH |  |  | DIR | DCS | LP | [7 empty] | NIS | 4503-GP-VD-BD008T3131PK5206049 |  | 31-PK-5206B |  | 3153-XLP-192/3900-SSB-003 | [28 empty] | 3900-DSB-017 |  |  |  |  | 9 | 2
| 3153-HS-188P |  | 3153-HD-188 P | HAND SWITCH |  |  | DIR | DCS | LP | [7 empty] | NIS | 4503-GP-VD-BD008T3131PK5206049 |  | 31-PK-5206B |  | 3153-XLP-192/3900-SSB-003 | [28 empty] | 3900-DSB-017 |  |  |  |  | 9 | 3
| 3153-HS-189P |  | 3153-HD-189 P | HAND SWITCH |  |  | DIR | DCS | LP | [7 empty] | NIS | 4503-GP-VD-BD008T3131PK5206049 |  | 31-PK-5206B |  | 3153-XLP-192/3900-SSB-003 | [28 empty] | 3900-DSB-017 |  |  |  |  | 9 | 4
| 3153-HS-190P |  | 3153-HD-190 P | HAND SWITCH |  |  | DIR | DCS | LP | [7 empty] | NIS | 4503-GP-VD-BD008T3131PK5206049 |  | 31-PK-5206B |  | 3153-XLP-192/3900-SSB-003 | [28 empty] | 3900-DSB-017 |  |  |  |  | 10 | 1
| 3153-HS-191P |  | 3153-HD-191 P | HAND SWITCH |  |  | DIR | DCS | LP | [7 empty] | NIS | 4503-GP-VD-BD008T3131PK5206049 |  | 31-PK-5206B |  | 3153-XLP-192/3900-SSB-003 | [28 empty] | 3900-DSB-017 |  |  |  |  | 10 | 2
| 3153-HS-192P |  | 3153-HD-192 P | HAND SWITCH |  |  | DIR | DCS | LP | [7 empty] | NIS | 4503-GP-VD-BD008T3131PK5206049 |  | 31-PK-5206B |  | 3153-XLP-192/3900-SSB-003 | [28 empty] | 3900-DSB-017 |  |  |  |  | 10 | 3
| SPARE | [49 empty] | 3900-DSB-017 |  |  |  |  | 10 | 4
| 3153-TT-775P |  | 3153-TD-775 P | TEMPERATURE TRANSM. -REMOTE MOUNT |  |  | AIRH | DCS | Field | [7 empty] | IS | 4503-GP-VD-BD008T3131PK5206049 |  | 31-PK-5206B |  | 3153-DJB-292/3900-DSB-017 | [28 empty] | 3900-DSB-017 |  |  |  |  | 11 | 1
| 3153-TT-774P |  | 3153-TD-774 P | TEMPERATURE TRANSM. -REMOTE MOUNT |  |  | AIRH | DCS | Field | [7 empty] | IS | 4503-GP-VD-BD008T3131PK5206049 |  | 31-PK-5206B |  | 3153-DJB-292/3900-DSB-017 | [28 empty] | 3900-DSB-017 |  |  |  |  | 11 | 2
| 3153-TT-788P |  | 3153-TD-788 P | TEMPERATURE TRANSM. -REMOTE MOUNT |  |  | AIRH | DCS | Field | [7 empty] | IS | 4503-GP-VD-BD008T3131PK5206049 |  | 31-PK-5206B |  | 3153-DJB-292/3900-DSB-017 | [28 empty] | 3900-DSB-017 |  |  |  |  | 11 | 3
| 3153-LS-386P |  |  | LEVEL SWITCH |  |  | DIR | DCS | LP | [7 empty] | IS | 4503-GP-VD-BD008T3131PK5206049 |  | 31-PK-5206B |  | 3153-DJB-291/3900-DSB-017 | [28 empty] | 3900-DSB-017 |  |  |  |  | 11 | 4
| 3153-LS-387P |  |  | LEVEL SWITCH |  |  | DIR | DCS | LP | [7 empty] | IS | 4503-GP-VD-BD008T3131PK5206049 |  | 31-PK-5206B |  | 3153-DJB-291/3900-DSB-017 | [28 empty] | 3900-DSB-017 |  |  |  |  | 12 | 1
| 3153-TT-791P |  | 3153-TD-791 P | TEMPERATURE TRANSM. -REMOTE MOUNT |  |  | AIRH | DCS | Field | [7 empty] | IS | 4503-GP-VD-BD008T3131PK5206049 |  | 31-PK-5206B |  | 3153-DJB-292/3900-DSB-017 | [28 empty] | 3900-DSB-017 |  |  |  |  | 12 | 2
| 3153-TT-789P |  | 3153-TD-789 P | TEMPERATURE TRANSM. -REMOTE MOUNT |  |  | AIRH | DCS | Field | [7 empty] | IS | 4503-GP-VD-BD008T3131PK5206049 |  | 31-PK-5206B |  | 3153-DJB-292/3900-DSB-017 | [28 empty] | 3900-DSB-017 |  |  |  |  | 12 | 3
| 3153-TT-768P |  | 3153-TD-768 P | TEMPERATURE TRANSM. -REMOTE MOUNT |  |  | AIRH | DCS | Field | [7 empty] | IS | 4503-GP-VD-BD008T3131PK5206049 |  | 31-PK-5206B |  | 3153-DJB-292/3900-DSB-017 | [28 empty] | 3900-DSB-017 |  |  |  |  | 12 | 4
| 3153-TT-735P |  | 3153-TD-735 P | TEMPERATURE TRANSM. -HEAD MOUNT |  |  | AIRH | DCS | Field | [7 empty] | IS | 4503-GP-VD-BD008T3131PK5206049 |  | 31-PK-5206B |  | 3153-DJB-290/3900-DSB-017 | [28 empty] | 3900-DSB-017 |  |  |  |  | 13 | 1
| 3153-TT-782P |  | 3153-TD-782 P | TEMPERATURE TRANSM. -REMOTE MOUNT |  |  | AIRH | DCS | Field | [7 empty] | IS | 4503-GP-VD-BD008T3131PK5206049 |  | 31-PK-5206B |  | 3153-DJB-292/3900-DSB-017 | [28 empty] | 3900-DSB-017 |  |  |  |  | 13 | 2
| 3153-TT-784P |  | 3153-TD-784 P | TEMPERATURE TRANSM. -REMOTE MOUNT |  |  | AIRH | DCS | Field | [7 empty] | IS | 4503-GP-VD-BD008T3131PK5206049 |  | 31-PK-5206B |  | 3153-DJB-292/3900-DSB-017 | [28 empty] | 3900-DSB-017 |  |  |  |  | 13 | 3
| 3153-TT-769P |  | 3153-TD-769 P | TEMPERATURE TRANSM. -REMOTE MOUNT |  |  | AIRH | DCS | Field | [7 empty] | IS | 4503-GP-VD-BD008T3131PK5206049 |  | 31-PK-5206B |  | 3153-DJB-292/3900-DSB-017 | [28 empty] | 3900-DSB-017 |  |  |  |  | 13 | 4
| 3153-TT-772P |  | 3153-TD-772 P | TEMPERATURE TRANSM. -REMOTE MOUNT |  |  | AIRH | DCS | Field | [7 empty] | IS | 4503-GP-VD-BD008T3131PK5206049 |  | 31-PK-5206B |  | 3153-DJB-292/3900-DSB-017 | [28 empty] | 3900-DSB-017 |  |  |  |  | 14 | 1
| 3153-TT-781P |  | 3153-TD-781 P | TEMPERATURE TRANSM. -REMOTE MOUNT |  |  | AIRH | DCS | Field | [7 empty] | IS | 4503-GP-VD-BD008T3131PK5206049 |  | 31-PK-5206B |  | 3153-DJB-292/3900-DSB-017 | [28 empty] | 3900-DSB-017 |  |  |  |  | 14 | 2
| 3153-TT-748P |  | 3153-TD-748 P | TEMPERATURE TRANSM. -HEAD MOUNT |  |  | AIRH | DCS | Field | [7 empty] | IS | 4503-GP-VD-BD008T3131PK5206049 |  | 31-PK-5206B |  | 3153-DJB-290/3900-DSB-017 | [28 empty] | 3900-DSB-017 |  |  |  |  | 14 | 3
| 3153-TT-767P |  | 3153-TD-767 P | TEMPERATURE TRANSM. -HEAD MOUNT |  |  | AIRH | DCS | Field | [7 empty] | IS | 4503-GP-VD-BD008T3131PK5206049 |  | 31-PK-5206B |  | 3153-DJB-290/3900-DSB-017 | [28 empty] | 3900-DSB-017 |  |  |  |  | 14 | 4
| 3153-TT-778P |  | 3153-TD-778 P | TEMPERATURE TRANSM. -REMOTE MOUNT |  |  | AIRH | DCS | Field | [7 empty] | IS | 4503-GP-VD-BD008T3131PK5206049 |  | 31-PK-5206B |  | 3153-DJB-292/3900-DSB-017 | [28 empty] | 3900-DSB-017 |  |  |  |  | 15 | 1
| 3153-TT-779P |  | 3153-TD-779 P | TEMPERATURE TRANSM. -REMOTE MOUNT |  |  | AIRH | DCS | Field | [7 empty] | IS | 4503-GP-VD-BD008T3131PK5206049 |  | 31-PK-5206B |  | 3153-DJB-292/3900-DSB-017 | [28 empty] | 3900-DSB-017 |  |  |  |  | 15 | 2
| 3153-TT-776P |  | 3153-TD-776 P | TEMPERATURE TRANSM. -REMOTE MOUNT |  |  | AIRH | DCS | Field | [7 empty] | IS | 4503-GP-VD-BD008T3131PK5206049 |  | 31-PK-5206B |  | 3153-DJB-292/3900-DSB-017 | [28 empty] | 3900-DSB-017 |  |  |  |  | 15 | 3
| 3153-TT-777P |  | 3153-TD-777 P | TEMPERATURE TRANSM. -REMOTE MOUNT |  |  | AIRH | DCS | Field | [7 empty] | IS | 4503-GP-VD-BD008T3131PK5206049 |  | 31-PK-5206B |  | 3153-DJB-292/3900-DSB-017 | [28 empty] | 3900-DSB-017 |  |  |  |  | 15 | 4
| 3153-TT-792P |  | 3153-TD-792 P | TEMPERATURE TRANSM. -REMOTE MOUNT |  |  | AIRH | DCS | Field | [7 empty] | IS | 4503-GP-VD-BD008T3131PK5206049 |  | 31-PK-5206B |  | 3153-DJB-292/3900-DSB-017 | [28 empty] | 3900-DSB-017 |  |  |  |  | 16 | 1
| 3153-TT-742P |  | 3153-TD-742 P | TEMPERATURE TRANSM. -REMOTE MOUNT |  |  | AIRH | DCS | Field | [7 empty] | IS | 4503-GP-VD-BD008T3131PK5206049 |  | 31-PK-5206B |  | 3153-DJB-293/3900-DSB-017 | [28 empty] | 3900-DSB-017 |  |  |  |  | 16 | 2
| 3153-TT-743P |  | 3153-TD-743 P | TEMPERATURE TRANSM. -REMOTE MOUNT |  |  | AIRH | DCS | Field | [7 empty] | IS | 4503-GP-VD-BD008T3131PK5206049 |  | 31-PK-5206B |  | 3153-DJB-293/3900-DSB-017 | [28 empty] | 3900-DSB-017 |  |  |  |  | 16 | 3
| 3153-TT-773P |  | 3153-TD-773 P | TEMPERATURE TRANSM. -REMOTE MOUNT |  |  | AIRH | DCS | Field | [7 empty] | IS | 4503-GP-VD-BD008T3131PK5206049 |  | 31-PK-5206B |  | 3153-DJB-292/3900-DSB-017 | [28 empty] | 3900-DSB-017 |  |  |  |  | 16 | 4
| 3153-TT-786P |  | 3153-TD-786 P | TEMPERATURE TRANSM. -REMOTE MOUNT |  |  | AIRH | DCS | Field | [7 empty] | IS | 4503-GP-VD-BD008T3131PK5206049 |  | 31-PK-5206B |  | 3153-DJB-292/3900-DSB-017 | [28 empty] | 3900-DSB-017 |  |  |  |  | 17 | 1
| 3153-TT-790P |  | 3153-TD-790 P | TEMPERATURE TRANSM. -REMOTE MOUNT |  |  | AIRH | DCS | Field | [7 empty] | IS | 4503-GP-VD-BD008T3131PK5206049 |  | 31-PK-5206B |  | 3153-DJB-292/3900-DSB-017 | [28 empty] | 3900-DSB-017 |  |  |  |  | 17 | 2
| 3153-TT-785P |  |  | TEMPERATURE TRANSM. -REMOTE MOUNT |  |  | AIRH | DCS | Field | [7 empty] | IS | 4503-GP-VD-BD008T3131PK5206049 |  | 31-PK-5206B |  | 3153-DJB-292/3900-DSB-017 | [28 empty] | 3900-DSB-017 |  |  |  |  | 17 | 3
| 3153-TT-770P |  |  | TEMPERATURE TRANSM. -REMOTE MOUNT |  |  | AIRH | DCS | Field | [7 empty] | IS | 4503-GP-VD-BD008T3131PK5206049 |  | 31-PK-5206B |  | 3153-DJB-292/3900-DSB-017 | [28 empty] | 3900-DSB-017 |  |  |  |  | 17 | 4
| 3153-TT-783P |  |  | TEMPERATURE TRANSM. -REMOTE MOUNT |  |  | AIRH | DCS | Field | [7 empty] | IS | 4503-GP-VD-BD008T3131PK5206049 |  | 31-PK-5206B |  | 3153-DJB-292/3900-DSB-017 | [28 empty] | 3900-DSB-017 |  |  |  |  | 18 | 1
| 3153-TT-787P |  |  | TEMPERATURE TRANSM. -REMOTE MOUNT |  |  | AIRH | DCS | Field | [7 empty] | IS | 4503-GP-VD-BD008T3131PK5206049 |  | 31-PK-5206B |  | 3153-DJB-292/3900-DSB-017 | [28 empty] | 3900-DSB-017 |  |  |  |  | 18 | 2
| 3153-TT-771P |  |  | TEMPERATURE TRANSM. -REMOTE MOUNT |  |  | AIRH | DCS | Field | [7 empty] | IS | 4503-GP-VD-BD008T3131PK5206049 |  | 31-PK-5206B |  | 3153-DJB-292/3900-DSB-017 | [28 empty] | 3900-DSB-017 |  |  |  |  | 18 | 3
| SPARE | [49 empty] | 3900-DSB-017 |  |  |  |  | 18 | 4
| SPARE | [49 empty] | 3900-DSB-017 |  |  |  |  | 19 | 1
| SPARE | [49 empty] | 3900-DSB-017 |  |  |  |  | 19 | 2
| SPARE | [49 empty] | 3900-DSB-017 |  |  |  |  | 19 | 3
| SPARE | [49 empty] | 3900-DSB-017 |  |  |  |  | 19 | 4
| SPARE | [49 empty] | 3900-DSB-017 |  |  |  |  | 20 | 1
| SPARE | [49 empty] | 3900-DSB-017 |  |  |  |  | 20 | 2
| SPARE | [49 empty] | 3900-DSB-017 |  |  |  |  | 20 | 3
| SPARE | [49 empty] | 3900-DSB-017 |  |  |  |  | 20 | 4
| SPARE | [49 empty] | 3900-DSB-017 |  |  |  |  | 21 | 1
| SPARE | [49 empty] | 3900-DSB-017 |  |  |  |  | 21 | 2
| SPARE | [49 empty] | 3900-DSB-017 |  |  |  |  | 21 | 3
| SPARE | [49 empty] | 3900-DSB-017 |  |  |  |  | 21 | 4
| SPARE | [49 empty] | 3900-DSB-017 |  |  |  |  | 22 | 1
| SPARE | [49 empty] | 3900-DSB-017 |  |  |  |  | 22 | 2
| SPARE | [49 empty] | 3900-DSB-017 |  |  |  |  | 22 | 3
| SPARE | [49 empty] | 3900-DSB-017 |  |  |  |  | 22 | 4
| SPARE | [49 empty] | 3900-DSB-017 |  |  |  |  | 23 | 1
| SPARE | [49 empty] | 3900-DSB-017 |  |  |  |  | 23 | 2
| SPARE | [49 empty] | 3900-DSB-017 |  |  |  |  | 23 | 3
| SPARE | [49 empty] | 3900-DSB-017 |  |  |  |  | 23 | 4
| SPARE | [49 empty] | 3900-DSB-017 |  |  |  |  | 24 | 1
| SPARE | [49 empty] | 3900-DSB-017 |  |  |  |  | 24 | 2
| SPARE | [49 empty] | 3900-DSB-017 |  |  |  |  | 24 | 3
| SPARE | [49 empty] | 3900-DSB-017 |  |  |  |  | 24 | 4
| 5110-PT-561P |  | 5110-PD-561P | PRESSURE TRANSMITTER |  |  | AIRH | DCS | Field | [7 empty] | IS | 4503-VZ-DM-T51102004 | 51-P-1001A | 51-P-1001A/B | 51-P-1001_G1 | 5110-PT-561P/5110-DSB-001 | [28 empty] | 5110-DSB-001 |  |  |  |  | 1 | 1
| 5110-FT-202 |  | 5110-FD-202 | FLOW TRANSMITTER - VORTEX |  |  | AIRH | DCS | Field | [7 empty] | IS | 4503-VZ-DM-T51102030 |  |  |  | 5110-FT-202/5110-DSB-001 | [28 empty] | 5110-DSB-001 |  |  |  |  | 1 | 2
| 5110-FY-202 |  | 5110-FD-202 | E/P POSITIONER |  |  | AORH | DCS | Field | [7 empty] | IS | 4503-VZ-DM-T51102030 |  |  |  | 5110-FY-202/5110-DSB-001 | [28 empty] | 5110-DSB-001 |  |  |  |  | 1 | 3
| 5110-FT-203 |  | 5110-FD-203 | FLOW TRANSMITTER - CORIOLIS |  |  | AIRH | DCS | Field |  |  |  |  | 230 VAC |  |  | IS | 4503-VZ-DM-T51102001 |  |  |  | 5110-FT-203/5110-DSB-001 | [28 empty] | 5110-DSB-001 |  |  |  |  | 1 | 4
| 5110-PT-562P |  | 5110-PD-562P | PRESSURE TRANSMITTER |  |  | AIRH | DCS | Field | [7 empty] | IS | 4503-VZ-DM-T51102004 | 51-P-1001B | 51-P-1001A/B | 51-P-1001_G2 | 5110-PT-562P/5110-DSB-001 | [28 empty] | 5110-DSB-001 |  |  |  |  | 2 | 1
| 5110-FT-204 |  | 5110-FD-204 | FLOW TRANSMITTER - CORIOLIS |  |  | AIRH | DCS | Field |  |  |  |  | 230 VAC |  |  | IS | 4503-VZ-DM-T51102004 |  |  |  | 5110-FT-204/5110-DSB-001 | [28 empty] | 5110-DSB-001 |  |  |  |  | 2 | 2
| 5110-FT-206 |  | 5110-FD-206 | FLOW TRANSMITTER - VORTEX |  |  | AIRH | DCS | Field | [7 empty] | IS | 4503-VZ-DM-T51102029 |  |  |  | 5110-FT-206/5110-DSB-001 | [28 empty] | 5110-DSB-001 |  |  |  |  | 2 | 3
| 5110-FY-206 |  | 5110-FD-206 | E/P POSITIONER |  |  | AORH | DCS | Field | [7 empty] | IS | 4503-VZ-DM-T51102029 |  |  |  | 5110-FY-206/5110-DSB-001 | [28 empty] | 5110-DSB-001 |  |  |  |  | 2 | 4
| 5110-FT-211 |  | 5110-FD-211 | FLOW TRANSMITTER - VORTEX |  |  | AIRH | DCS | Field | [7 empty] | IS | 4503-VZ-DM-T51102031 |  |  |  | 5110-FT-211/5110-DSB-001 | [28 empty] | 5110-DSB-001 |  |  |  |  | 3 | 1
| 5110-FY-211 |  | 5110-FD-211 | E/P POSITIONER |  |  | AORH | DCS | Field | [7 empty] | IS | 4503-VZ-DM-T51102031 |  |  |  | 5110-FY-211/5110-DSB-001 | [28 empty] | 5110-DSB-001 |  |  |  |  | 3 | 2
| 5110-FT-216 |  | 5110-FD-216 | FLOW TRANSMITTER - VORTEX |  |  | AIRH | DCS | Field | [7 empty] | IS | 4503-VZ-DM-T51102032 |  |  |  | 5110-FT-216/5110-DSB-001 | [28 empty] | 5110-DSB-001 |  |  |  |  | 3 | 3
| 5110-FY-216 |  | 5110-FD-216 | E/P POSITIONER |  |  | AORH | DCS | Field | [7 empty] | IS | 4503-VZ-DM-T51102032 |  |  |  | 5110-FY-216/5110-DSB-001 | [28 empty] | 5110-DSB-001 |  |  |  |  | 3 | 4
| 5110-FT-220 |  | 5110-FD-220 | FLOW TRANSMITTER - VORTEX |  |  | AIRH | DCS | Field | [7 empty] | IS | 4503-VZ-DM-T51102023 |  |  |  | 5110-FT-220/5110-DSB-001 | [28 empty] | 5110-DSB-001 |  |  |  |  | 4 | 1
| 5110-FY-220 |  | 5110-FD-220 | E/P POSITIONER |  |  | AORH | DCS | Field | [7 empty] | IS | 4503-VZ-DM-T51102023 |  |  |  | 5110-FY-220/5110-DSB-001 | [28 empty] | 5110-DSB-001 |  |  |  |  | 4 | 2
| 5110-FIT-222 |  | 5110-FD-222 | FLOW IND. TRANSM. - ROTAMETER |  |  | AIRH | DCS | Field | [7 empty] | IS | 4503-VZ-DM-T51102010 |  |  |  | 5110-FIT-222/5110-DSB-001 | [28 empty] | 5110-DSB-001 |  |  |  |  | 4 | 3
| 5110-FIT-229 |  | 5110-FD-229 | FLOW IND.TRANSM. - CORIOLIS REMOTE MOUNT |  |  | AIRH | DCS | Field |  |  |  |  | 230 VAC |  |  | IS | 4503-VZ-DM-T51102020 |  |  |  | 5110-FIT-229/5110-DSB-001 | [28 empty] | 5110-DSB-001 |  |  |  |  | 4 | 4
| 5110-FIT-230 |  | 5110-FD-230 | FLOW IND.TRANSM. - CORIOLIS REMOTE MOUNT |  |  | AIRH | DCS | Field |  |  |  |  | 230 VAC |  |  | IS | 4503-VZ-DM-T51102020 |  |  |  | 5110-FIT-230/5110-DSB-001 | [28 empty] | 5110-DSB-001 |  |  |  |  | 5 | 1
| 5110-FIT-231 |  | 5110-FD-231 | FLOW IND.TRANSM. - CORIOLIS REMOTE MOUNT |  |  | AIRH | DCS | Field |  |  |  |  | 230 VAC |  |  | IS | 4503-VZ-DM-T51102020 |  |  |  | 5110-FIT-231/5110-DSB-001 | [28 empty] | 5110-DSB-001 |  |  |  |  | 5 | 2
| 5110-FIT-237 |  | 5110-FD-237 | FLOW IND. TRANSM. - ROTAMETER |  |  | AIRH | DCS | Field | [7 empty] | IS | 4503-VZ-DM-T51102012 |  |  |  | 5110-FIT-237/5110-DSB-001 | [28 empty] | 5110-DSB-001 |  |  |  |  | 5 | 3
| 5110-FT-238 |  | 5110-FD-238 | FLOW TRANSMITTER - VORTEX |  |  | AIRH | DCS | Field | [7 empty] | IS | 4503-VZ-DM-T51102013 |  |  |  | 5110-FT-238/5110-DSB-001 | [28 empty] | 5110-DSB-001 |  |  |  |  | 5 | 4
| 5110-FIT-239 |  | 5110-FD-239 | FLOW IND. TRANSM. - ROTAMETER |  |  | AIRH | DCS | Field | [7 empty] | IS | 4503-VZ-DM-T51102013 |  |  |  | 5110-FIT-239/5110-DSB-001 | [28 empty] | 5110-DSB-001 |  |  |  |  | 6 | 1
| 5110-FT-243 |  | 5110-FD-243 | FLOW TRANSMITTER - VORTEX |  |  | AIRH | DCS | Field | [7 empty] | IS | 4503-VZ-DM-T51102011 |  |  |  | 5110-FT-243/5110-DSB-001 | [28 empty] | 5110-DSB-001 |  |  |  |  | 6 | 2
| 5110-FIT-246 |  | 5110-FD-246 | FLOW IND. TRANSM. - ROTAMETER |  |  | AIRH | DCS | Field | [7 empty] | IS | 4503-VZ-DM-T51102011 |  |  |  | 5110-FIT-246/5110-DSB-001 | [28 empty] | 5110-DSB-001 |  |  |  |  | 6 | 3
| 5110-FY-248 |  | 5110-FD-248 | E/P POSITIONER |  |  | AORH | DCS | Field | [7 empty] | IS | 4503-VZ-DM-T51102015 |  |  |  | 5110-FY-248/5110-DSB-001 | [28 empty] | 5110-DSB-001 |  |  |  |  | 6 | 4
| 5110-FIT-249 |  | 5110-FD-249 | FLOW IND. TRANSM. - ROTAMETER |  |  | AIRH | DCS | Field | [7 empty] | IS | 4503-VZ-DM-T51102015 |  |  |  | 5110-FIT-249/5110-DSB-001 | [28 empty] | 5110-DSB-001 |  |  |  |  | 7 | 1
| 5110-FY-250 |  | 5110-FD-250 | E/P POSITIONER |  |  | AORH | DCS | Field | [7 empty] | IS | 4503-VZ-DM-T51102015 |  |  |  | 5110-FY-250/5110-DSB-001 | [28 empty] | 5110-DSB-001 |  |  |  |  | 7 | 2
| 5110-FIT-252 |  | 5110-FD-252 | FLOW IND. TRANSM. - ROTAMETER |  |  | AIRH | DCS | Field | [7 empty] | IS | 4503-VZ-DM-T51102015 |  |  |  | 5110-FIT-252/5110-DSB-001 | [28 empty] | 5110-DSB-001 |  |  |  |  | 7 | 3
| 5110-FT-260 |  | 5110-FD-260 | FLOW TRANSMITTER - VORTEX |  |  | AIRH | DCS | Field | [7 empty] | IS | 4503-VZ-DM-T51102010 |  |  |  | 5110-FT-260/5110-DSB-001 | [28 empty] | 5110-DSB-001 |  |  |  |  | 7 | 4
| 5110-LT-304 |  | 5110-LD-304 | LEVEL TRANSM. - GWR EXT. CHAMBER |  |  | AIRH | DCS | Field | [7 empty] | IS | 4503-VZ-DM-T51102003 | 51-V-1001 |  |  | 5110-LT-304/5110-DSB-001 | [28 empty] | 5110-DSB-001 |  |  |  |  | 8 | 1
| 5110-LT-322 |  | 5110-LD-322 | LEVEL TRANSM. - GWR EXT. CHAMBER |  |  | AIRH | DCS | Field | [7 empty] | IS | 4503-VZ-DM-T51102020 | 51-V-1010 |  |  | 5110-LT-322/5110-DSB-001 | [28 empty] | 5110-DSB-001 |  |  |  |  | 8 | 2
| 5110-PT-404 |  | 5110-PD-404 | PRESSURE TRANSM. - DIAPH. WITH CAPILLARY |  |  | AIRH | DCS | Field | [7 empty] | IS | 4503-VZ-DM-T51102003 |  |  |  | 5110-PT-404/5110-DSB-001 | [28 empty] | 5110-DSB-001 |  |  |  |  | 8 | 3
| 5110-PY-404A |  | 5110-PD-404 | E/P POSITIONER |  |  | AORH | DCS | Field | [7 empty] | IS | 4503-VZ-DM-T51102003 |  |  |  | 5110-PY-404A/5110-DSB-001 | [28 empty] | 5110-DSB-001 |  |  |  |  | 8 | 4
| 5110-PY-404B |  | 5110-PD-404 | E/P POSITIONER |  |  | AORH | DCS | Field | [7 empty] | IS | 4503-VZ-DM-T51102003 |  |  |  | 5110-PY-404B/5110-DSB-001 | [28 empty] | 5110-DSB-001 |  |  |  |  | 9 | 1
| 5110-PT-407 |  | 5110-PD-407 | PRESSURE TRANSM. - DIAPH. WITH CAPILLARY |  |  | AIRH | DCS | Field | [7 empty] | IS | 4503-VZ-DM-T51102003 |  |  |  | 5110-PT-407/5110-DSB-001 | [28 empty] | 5110-DSB-001 |  |  |  |  | 9 | 2
| 5110-PT-415 |  | 5110-PD-415 | PRESSURE TRANSM. - DIAPH. WITH CAPILLARY |  |  | AIRH | DCS | Field | [7 empty] | IS | 4503-VZ-DM-T51102001 |  |  |  | 5110-PT-415/5110-DSB-001 | [28 empty] | 5110-DSB-001 |  |  |  |  | 9 | 3
| 5110-PT-417 |  | 5110-PD-417 | PRESSURE TRANSM. - DIAPH. WITH CAPILLARY |  |  | AIRH | DCS | Field | [7 empty] | IS | 4503-VZ-DM-T51102005 |  |  |  | 5110-PT-417/5110-DSB-001 | [28 empty] | 5110-DSB-001 |  |  |  |  | 9 | 4
| 5110-PY-417 |  | 5110-PD-417 | E/P POSITIONER |  |  | AORH | DCS | Field | [7 empty] | IS | 4503-VZ-DM-T51102005 |  |  |  | 5110-PY-417/5110-DSB-001 | [28 empty] | 5110-DSB-001 |  |  |  |  | 10 | 1
| 5110-PDT-441 |  | 5110-PD-441 | PRESSURE TRANSM. - DIFF. DIAPH. WITH CAP |  |  | AIRH | DCS | Field | [7 empty] | IS | 4503-VZ-DM-T51102010 |  |  |  | 5110-PDT-441/5110-DSB-001 | [28 empty] | 5110-DSB-001 |  |  |  |  | 10 | 2
| 5110-PT-442 |  | 5110-PD-442 | PRESSURE TRANSMITTER - DIAPHRAGM |  |  | AIRH | DCS | Field | [7 empty] | IS | 4503-VZ-DM-T51102010 |  |  |  | 5110-PT-442/5110-DSB-001 | [28 empty] | 5110-DSB-001 |  |  |  |  | 10 | 3
| 5110-PDT-447 |  | 5110-PD-447 | PRESSURE TRANSM. - DIFF. DIAPH. WITH CAP |  |  | AIRH | DCS | Field | [7 empty] | IS | 4503-VZ-DM-T51102014 | 51-F-1006A |  |  | 5110-PDT-447/5110-DSB-001 | [28 empty] | 5110-DSB-001 |  |  |  |  | 10 | 4
| 5110-PT-470 |  | 5110-PD-470 | PRESSURE TRANSMITTER |  |  | AIRH | DCS | Field | [7 empty] | IS | 4503-VZ-DM-T51102020 |  |  |  | 5110-PT-470/5110-DSB-001 | [28 empty] | 5110-DSB-001 |  |  |  |  | 11 | 1
| 5110-PY-470A |  | 5110-PD-470 | E/P POSITIONER |  |  | AORH | DCS | Field | [7 empty] | IS | 4503-VZ-DM-T51102020 |  |  |  | 5110-PY-470A/5110-DSB-001 | [28 empty] | 5110-DSB-001 |  |  |  |  | 11 | 2
| 5110-PY-470B |  | 5110-PD-470 | E/P POSITIONER |  |  | AORH | DCS | Field | [7 empty] | IS | 4503-VZ-DM-T51102020 |  |  |  | 5110-PY-470B/5110-DSB-001 | [28 empty] | 5110-DSB-001 |  |  |  |  | 11 | 3
| 5110-PT-472 |  | 5110-PD-472 | PRESSURE TRANSMITTER |  |  | AIRH | DCS | Field | [7 empty] | IS | 4503-VZ-DM-T51102020 |  |  |  | 5110-PT-472/5110-DSB-001 | [28 empty] | 5110-DSB-001 |  |  |  |  | 11 | 4
| 5110-PY-472 |  | 5110-PD-472 | E/P POSITIONER |  |  | AORH | DCS | Field | [7 empty] | IS | 4503-VZ-DM-T51102020 |  |  |  | 5110-PY-472/5110-DSB-001 | [28 empty] | 5110-DSB-001 |  |  |  |  | 12 | 1
| 5110-PDT-480 |  | 5110-PD-480 | PRESSURE TRANSM. - DIFF. DIAPH. WITH CAP |  |  | AIRH | DCS | Field | [7 empty] | IS | 4503-VZ-DM-T51102012 |  |  |  | 5110-PDT-480/5110-DSB-001 | [28 empty] | 5110-DSB-001 |  |  |  |  | 12 | 2
| 5110-PT-487 |  | 5110-PD-487 | PRESSURE TRANSM. - DIAPH. WITH CAPILLARY |  |  | AIRH | DCS | Field | [7 empty] | IS | 4503-VZ-DM-T51102013 |  |  |  | 5110-PT-487/5110-DSB-001 | [28 empty] | 5110-DSB-001 |  |  |  |  | 12 | 3
| 5110-PDT-492 |  | 5110-PD-492 | PRESSURE TRANSM. - DIFF. DIAPH. WITH CAP |  |  | AIRH | DCS | Field | [7 empty] | IS | 4503-VZ-DM-T51102011 |  |  |  | 5110-PDT-492/5110-DSB-001 | [28 empty] | 5110-DSB-001 |  |  |  |  | 12 | 4
| 5110-PT-493 |  | 5110-PD-493 | PRESSURE TRANSM. - DIAPH. WITH CAPILLARY |  |  | AIRH | DCS | Field | [7 empty] | IS | 4503-VZ-DM-T51102011 |  |  |  | 5110-PT-493/5110-DSB-001 | [28 empty] | 5110-DSB-001 |  |  |  |  | 13 | 1
| 5110-PT-495 |  | 5110-PD-495 | PRESSURE TRANSM. - DIAPH. WITH CAPILLARY |  |  | AIRH | DCS | Field | [7 empty] | IS | 4503-VZ-DM-T51102012 |  |  |  | 5110-PT-495/5110-DSB-001 | [28 empty] | 5110-DSB-001 |  |  |  |  | 13 | 2
| 5110-PDT-567 |  | 5110-PD-567 | PRESSURE TRANSM. - DIFF. DIAPH. WITH CAP |  |  | AIRH | DCS | Field | [7 empty] | IS | 4503-VZ-DM-T51102014 | 51-F-1006B |  |  | 5110-PDT-567/5110-DSB-001 | [28 empty] | 5110-DSB-001 |  |  |  |  | 13 | 3
| 5110-TT-601 |  | 5110-TD-601 | TEMPERATURE TRANSM. - HEAD MOUNT |  |  | AIRH | DCS | Field | [7 empty] | IS | 4503-VZ-DM-T51102014 |  |  |  | 5110-TT-601/5110-DSB-001 | [28 empty] | 5110-DSB-001 |  |  |  |  | 13 | 4
| 5110-TT-602 |  | 5110-TD-602 | TEMPERATURE TRANSM. - HEAD MOUNT |  |  | AIRH | DCS | Field | [7 empty] | IS | 4503-VZ-DM-T51102014 |  |  |  | 5110-TT-602/5110-DSB-001 | [28 empty] | 5110-DSB-001 |  |  |  |  | 14 | 1
| 5110-TT-610 |  | 5110-TD-610 | TEMPERATURE TRANSM. - HEAD MOUNT |  |  | AIRH | DCS | Field | [7 empty] | IS | 4503-VZ-DM-T51102015 |  |  |  | 5110-TT-610/5110-DSB-001 | [28 empty] | 5110-DSB-001 |  |  |  |  | 14 | 2
| 5110-TT-611 |  | 5110-TD-611 | TEMPERATURE TRANSM. - HEAD MOUNT |  |  | AIRH | DCS | Field | [7 empty] | IS | 4503-VZ-DM-T51102015 |  |  |  | 5110-TT-611/5110-DSB-001 | [28 empty] | 5110-DSB-001 |  |  |  |  | 14 | 3
| 5110-TT-616 |  | 5110-TD-616 | TEMPERATURE TRANSM. - HEAD MOUNT |  |  | AIRH | DCS | Field | [7 empty] | IS | 4503-VZ-DM-T51102010 |  |  |  | 5110-TT-616/5110-DSB-001 | [28 empty] | 5110-DSB-001 |  |  |  |  | 14 | 4
| 5110-TT-618 |  | 5110-TD-618 | TEMPERATURE TRANSM. - HEAD MOUNT |  |  | AIRH | DCS | Field | [7 empty] | IS | 4503-VZ-DM-T51102010 |  |  |  | 5110-TT-618/5110-DSB-001 | [28 empty] | 5110-DSB-001 |  |  |  |  | 15 | 1
| 5110-TY-618 |  | 5110-TD-618 | E/P POSITIONER |  |  | AORH | DCS | Field | [7 empty] | IS | 4503-VZ-DM-T51102010 |  |  |  | 5110-TY-618/5110-DSB-001 | [28 empty] | 5110-DSB-001 |  |  |  |  | 15 | 2
| 5110-TT-619 |  | 5110-TD-619 | TEMPERATURE TRANSM. - HEAD MOUNT |  |  | AIRH | DCS | Field | [7 empty] | IS | 4503-VZ-DM-T51102010 |  |  |  | 5110-TT-619/5110-DSB-001 | [28 empty] | 5110-DSB-001 |  |  |  |  | 15 | 3
| 5110-TT-620 |  | 5110-TD-620 | TEMPERATURE TRANSM. - HEAD MOUNT |  |  | AIRH | DCS | Field | [7 empty] | IS | 4503-VZ-DM-T51102023 |  |  |  | 5110-TT-620/5110-DSB-001 | [28 empty] | 5110-DSB-001 |  |  |  |  | 15 | 4
| 5110-TY-637 |  | 5110-TD-637 | E/P POSITIONER |  |  | AORH | DCS | Field | [7 empty] | IS | 4503-VZ-DM-T51102012 |  |  |  | 5110-TY-637/5110-DSB-001 | [28 empty] | 5110-DSB-001 |  |  |  |  | 16 | 1
| 5110-TT-637 |  | 5110-TD-637 | TEMPERATURE TRANSM. - HEAD MOUNT |  |  | AIRH | DCS | Field | [7 empty] | IS | 4503-VZ-DM-T51102012 |  |  |  | 5110-TT-637/5110-DSB-001 | [28 empty] | 5110-DSB-001 |  |  |  |  | 16 | 2
| 5110-TT-639 |  | 5110-TD-639 | TEMPERATURE TRANSM. - HEAD MOUNT |  |  | AIRH | DCS | Field | [7 empty] | IS | 4503-VZ-DM-T51102012 |  |  |  | 5110-TT-639/5110-DSB-001 | [28 empty] | 5110-DSB-001 |  |  |  |  | 16 | 3
| 5110-TT-649 |  | 5110-TD-649 | TEMPERATURE TRANSM. - HEAD MOUNT |  |  | AIRH | DCS | Field | [7 empty] | IS | 4503-VZ-DM-T51102013 |  |  |  | 5110-TT-649/5110-DSB-001 | [28 empty] | 5110-DSB-001 |  |  |  |  | 16 | 4
| 5110-TY-649 |  | 5110-TD-649 | E/P POSITIONER |  |  | AORH | DCS | Field | [7 empty] | IS | 4503-VZ-DM-T51102013 |  |  |  | 5110-TY-649/5110-DSB-001 | [28 empty] | 5110-DSB-001 |  |  |  |  | 17 | 1
| 5110-TT-650 |  | 5110-TD-650 | TEMPERATURE TRANSM. - HEAD MOUNT |  |  | AIRH | DCS | Field | [7 empty] | IS | 4503-VZ-DM-T51102012 |  |  |  | 5110-TT-650/5110-DSB-001 | [28 empty] | 5110-DSB-001 |  |  |  |  | 17 | 2
| 5110-TT-651 |  | 5110-TD-651 | TEMPERATURE TRANSM. - HEAD MOUNT |  |  | AIRH | DCS | Field | [7 empty] | IS | 4503-VZ-DM-T51102010 |  |  |  | 5110-TT-651/5110-DSB-001 | [28 empty] | 5110-DSB-001 |  |  |  |  | 17 | 3
| 5110-TT-652 |  | 5110-TD-652 | TEMPERATURE TRANSM. - HEAD MOUNT |  |  | AIRH | DCS | Field | [7 empty] | IS | 4503-VZ-DM-T51102011 |  |  |  | 5110-TT-652/5110-DSB-001 | [28 empty] | 5110-DSB-001 |  |  |  |  | 17 | 4
| 5110-TT-653 |  | 5110-TD-653 | TEMPERATURE TRANSM. - HEAD MOUNT |  |  | AIRH | DCS | Field | [7 empty] | IS | 4503-VZ-DM-T51102012 |  |  |  | 5110-TT-653/5110-DSB-001 | [28 empty] | 5110-DSB-001 |  |  |  |  | 18 | 1
| 5110-TT-657 |  | 5110-TD-657 | TEMPERATURE TRANSM. - HEAD MOUNT |  |  | AIRH | DCS | Field | [7 empty] | IS | 4503-VZ-DM-T51102013 |  |  |  | 5110-TT-657/5110-DSB-001 | [28 empty] | 5110-DSB-001 |  |  |  |  | 18 | 2
| 5110-TT-658 |  | 5110-TD-658 | TEMPERATURE TRANSM. - HEAD MOUNT |  |  | AIRH | DCS | Field | [7 empty] | IS | 4503-VZ-DM-T51102011 |  |  |  | 5110-TT-658/5110-DSB-001 | [28 empty] | 5110-DSB-001 |  |  |  |  | 18 | 3
| 5110-TY-658 |  | 5110-TD-658 | E/P POSITIONER |  |  | AORH | DCS | Field | [7 empty] | IS | 4503-VZ-DM-T51102011 |  |  |  | 5110-TY-658/5110-DSB-001 | [28 empty] | 5110-DSB-001 |  |  |  |  | 18 | 4
| 5110-TT-660 |  | 5110-TD-660 | TEMPERATURE TRANSM. - HEAD MOUNT |  |  | AIRH | DCS | Field | [7 empty] | IS | 4503-VZ-DM-T51102011 |  |  |  | 5110-TT-660/5110-DSB-001 | [28 empty] | 5110-DSB-001 |  |  |  |  | 19 | 1
| 5110-TT-661 |  | 5110-TD-661 | TEMPERATURE TRANSM. - HEAD MOUNT |  |  | AIRH | DCS | Field | [7 empty] | IS | 4503-VZ-DM-T51102011 |  |  |  | 5110-TT-661/5110-DSB-001 | [28 empty] | 5110-DSB-001 |  |  |  |  | 19 | 2
| 5110-TT-665 |  | 5110-TD-665 | TEMPERATURE TRANSM. - HEAD MOUNT |  |  | AIRH | DCS | Field | [7 empty] | IS | 4503-VZ-DM-T51102013 |  |  |  | 5110-TT-665/5110-DSB-001 | [28 empty] | 5110-DSB-001 |  |  |  |  | 19 | 3
| 5110-TT-673 |  | 5110-TD-673 | TEMPERATURE TRANSM. - HEAD MOUNT |  |  | AIRH | DCS | Field | [7 empty] | IS | 4503-VZ-DM-T51102023 |  |  |  | 5110-TT-673/5110-DSB-001 | [28 empty] | 5110-DSB-001 |  |  |  |  | 19 | 4
| 5110-TT-715 |  | 5110-TD-715 | TEMPERATURE TRANSM. - HEAD MOUNT |  |  | AIRH | DCS | Field | [7 empty] | IS | 4503-VZ-DM-T51102023 |  |  |  | 5110-TT-715/5110-DSB-001 | [28 empty] | 5110-DSB-001 |  |  |  |  | 20 | 1
| 5110-WT-901 |  | 5110-WD-901 | WEIGHT TRANSMITTER |  |  | AIRH | DCS | Field |  |  |  |  | 230 VAC |  |  | IS | 4503-VZ-DM-T51102001 | 51-W-1002 |  |  | 5110-WT-901/5110-DSB-001 | [28 empty] | 5110-DSB-001 |  |  |  |  | 20 | 2
| 5110-PT-575 |  | 5110-XZ-803 | PRESSURE TRANSMITTER |  |  | AIRH | DCS | Field | [7 empty] | IS | 4503-VZ-DM-T51102001 | 5110-XZV-803 |  |  | 5110-PT-575/5110-DSB-001 | [28 empty] | 5110-DSB-001 |  |  |  |  | 20 | 3
| SPARE | [49 empty] | 5110-DSB-001 |  |  |  |  | 20 | 4
| SPARE | [49 empty] | 5110-DSB-001 |  |  |  |  | 21 | 1
| SPARE | [49 empty] | 5110-DSB-001 |  |  |  |  | 21 | 2
| SPARE | [49 empty] | 5110-DSB-001 |  |  |  |  | 21 | 3
| SPARE | [49 empty] | 5110-DSB-001 |  |  |  |  | 21 | 4
| SPARE | [49 empty] | 5110-DSB-001 |  |  |  |  | 22 | 1
| SPARE | [49 empty] | 5110-DSB-001 |  |  |  |  | 22 | 2
| SPARE | [49 empty] | 5110-DSB-001 |  |  |  |  | 22 | 3
| SPARE | [49 empty] | 5110-DSB-001 |  |  |  |  | 22 | 4
| SPARE | [49 empty] | 5110-DSB-001 |  |  |  |  | 23 | 1
| SPARE | [49 empty] | 5110-DSB-001 |  |  |  |  | 23 | 2
| SPARE | [49 empty] | 5110-DSB-001 |  |  |  |  | 23 | 3
| SPARE | [49 empty] | 5110-DSB-001 |  |  |  |  | 23 | 4
| SPARE | [49 empty] | 5110-DSB-001 |  |  |  |  | 24 | 1
| SPARE | [49 empty] | 5110-DSB-001 |  |  |  |  | 24 | 2
| SPARE | [49 empty] | 5110-DSB-001 |  |  |  |  | 24 | 3
| SPARE | [49 empty] | 5110-DSB-001 |  |  |  |  | 24 | 4
| 5110-HY-118P |  | 5110-HD-118 | PUMP STROKE ADJUSTMENT |  |  | AOR | DCS | Field | [7 empty] | NIS | 4503-VZ-DM-T51102020 | 51-P-1010A | 51-P-1010 A/B | 51-P-1010_G1 | 5110-HY-118P/5110-DSB-002 | [28 empty] | 5110-DSB-002 |  |  |  |  | 1 | 1
| 5110-HY-104P |  | 5110-HD-104 | PUMP STROKE ADJUSTMENT |  |  | AOR | DCS | Field | [7 empty] | NIS | 4503-VZ-DM-T51102004 | 51-P-1001B | 51-P-1001A/B | 51-P-1001_G1 | 5110-HY-104P/5110-DSB-002 | [28 empty] | 5110-DSB-002 |  |  |  |  | 1 | 2
| 5110-FT-250 |  | 5110-FD-250 | FLOW TRANSM. - ULTRASONIC REMOTE MOUNT |  |  | AIRH | DCS | Field |  |  |  |  | 230 VAC |  |  | NIS | 4503-VZ-DM-T51102015 |  |  |  | 5110-FT-250/5110-DSB-002 | [28 empty] | 5110-DSB-002 |  |  |  |  | 1 | 3
| 8919-FSH-225P |  | 8919-FD-225P | FLOW SWITCH - HIGH |  |  | DIR | DCS | Field | [7 empty] | NIS | 4503-SZ-DM-T89192002 | 5110-SS-1001 | SS008000 |  | 8919-FSH-225P/5110-DSB-002 | [28 empty] | 5110-DSB-002 |  |  |  |  | 1 | 4
| 5110-HY-119P |  | 5110-HD-119 | PUMP STROKE ADJUSTMENT |  |  | AOR | DCS | Field | [7 empty] | NIS | 4503-VZ-DM-T51102020 | 51-P-1010B | 51-P-1010 A/B | 51-P-1010_G2 | 5110-HY-119P/5110-DSB-002 | [28 empty] | 5110-DSB-002 |  |  |  |  | 2 | 1
| 5110-HY-105P |  | 5110-HD-105 | PUMP STROKE ADJUSTMENT |  |  | AOR | DCS | Field | [7 empty] | NIS | 4503-VZ-DM-T51102004 | 51-P-1001A | 51-P-1001A/B | 51-P-1001_G2 | 5110-HY-105P/5110-DSB-002 | [28 empty] | 5110-DSB-002 |  |  |  |  | 2 | 2
| 8919-FSH-228P |  | 8919-FD-228P | FLOW SWITCH - HIGH |  |  | DIR | DCS | Field | [7 empty] | NIS | 4503-SZ-DM-T89192002 | 5120-SS-1001 | SS008000 |  | 8919-FSH-228P/5110-DSB-002 | [28 empty] | 5110-DSB-002 |  |  |  |  | 2 | 3
| 5110-XIO-802B |  | 5110-XZ-802 | LAMP |  |  | DOR | DCS | LP | [7 empty] | NIS | 4503-VZ-DM-T51102001 |  |  |  | 5110-XIO-802B/5110-DSB-002 | [28 empty] | 5110-DSB-002 |  |  |  |  | 2 | 4
| 5110-FT-248 |  | 5110-FD-248 | FLOW TRANSM. - ULTRASONIC REMOTE MOUNT |  |  | AIRH | DCS | Field |  |  |  |  | 230 VAC |  |  | NIS | 4503-VZ-DM-T51102015 |  |  |  | 5110-FT-248/5110-DSB-002 | [28 empty] | 5110-DSB-002 |  |  |  |  | 3 | 1
| 5110-XIO-803B |  | 5110-XZ-803 | LAMP |  |  | DOR | DCS | LP | [7 empty] | NIS | 4503-VZ-DM-T51102001 |  |  |  | 5110-XIO-803B/5110-DSB-002 | [28 empty] | 5110-DSB-002 |  |  |  |  | 3 | 2
| 5110-HSO-151 |  | 5110-XZ-803 | HAND SWITCH |  |  | DIR | DCS | LP | [7 empty] | NIS | 4503-VZ-DM-T51102001 |  |  |  | 5110-HSO-151/5110-DSB-002 | [28 empty] | 5110-DSB-002 |  |  |  |  | 3 | 3
| 8919-FSH-227P |  | 8919-FD-227P | FLOW SWITCH - HIGH |  |  | DIR | DCS | Field | [7 empty] | NIS | 4503-SZ-DM-T89192002 | 5110-SS-1003 | SS008000 |  | 8919-FSH-227P/5110-DSB-002 | [28 empty] | 5110-DSB-002 |  |  |  |  | 3 | 4
| 5110-XIC-803B |  | 5110-XZ-803 | LAMP |  |  | DOR | DCS | LP | [7 empty] | NIS | 4503-VZ-DM-T51102001 |  |  |  | 5110-XIC-803B/5110-DSB-002 | [28 empty] | 5110-DSB-002 |  |  |  |  | 4 | 1
| 5110-HSC-151 |  | 5110-XZ-803 | HAND SWITCH |  |  | DIR | DCS | LP | [7 empty] | NIS | 4503-VZ-DM-T51102001 |  |  |  | 5110-HSC-151/5110-DSB-002 | [28 empty] | 5110-DSB-002 |  |  |  |  | 4 | 2
| 5110-XIC-805B |  | 5110-XZ-805 | LAMP |  |  | DOR | DCS | LP | [7 empty] | NIS | 4503-VZ-DM-T51102001 |  |  |  | 5110-XIC-805B/5110-DSB-002 | [28 empty] | 5110-DSB-002 |  |  |  |  | 4 | 3
| 5110-XIO-805B |  | 5110-XZ-805 | LAMP |  |  | DOR | DCS | LP | [7 empty] | NIS | 4503-VZ-DM-T51102001 |  |  |  | 5110-XIO-805B/5110-DSB-002 | [28 empty] | 5110-DSB-002 |  |  |  |  | 4 | 4
| 5110-XIC-806B |  | 5110-XZ-806 | LAMP |  |  | DOR | DCS | LP | [7 empty] | NIS | 4503-VZ-DM-T51102001 |  |  |  | 5110-XIC-806B/5110-DSB-002 | [28 empty] | 5110-DSB-002 |  |  |  |  | 5 | 1
| 5110-HSC-152 |  | 5110-XZ-805 | HAND SWITCH |  |  | DIR | DCS | LP | [7 empty] | NIS | 4503-VZ-DM-T51102001 |  |  |  | 5110-HSC-152/5110-DSB-002 | [28 empty] | 5110-DSB-002 |  |  |  |  | 5 | 2
| 5110-HSO-152 |  | 5110-XZ-805 | HAND SWITCH |  |  | DIR | DCS | LP | [7 empty] | NIS | 4503-VZ-DM-T51102001 |  |  |  | 5110-HSO-152/5110-DSB-002 | [28 empty] | 5110-DSB-002 |  |  |  |  | 5 | 3
| 5110-XIO-807B |  | 5110-XZ-807 | LAMP |  |  | DOR | DCS | LP | [7 empty] | NIS | 4503-VZ-DM-T51102001 |  |  |  | 5110-XIO-807B/5110-DSB-002 | [28 empty] | 5110-DSB-002 |  |  |  |  | 5 | 4
| 5110-HSO-153 |  | 5110-XZ-806 | HAND SWITCH |  |  | DIR | DCS | LP | [7 empty] | NIS | 4503-VZ-DM-T51102001 |  |  |  | 5110-HSO-153/5110-DSB-002 | [28 empty] | 5110-DSB-002 |  |  |  |  | 6 | 1
| 5110-XIO-806B |  | 5110-XZ-806 | LAMP |  |  | DOR | DCS | LP | [7 empty] | NIS | 4503-VZ-DM-T51102001 |  |  |  | 5110-XIO-806B/5110-DSB-002 | [28 empty] | 5110-DSB-002 |  |  |  |  | 6 | 2
| 5110-XIC-807B |  | 5110-XZ-807 | LAMP |  |  | DOR | DCS | LP | [7 empty] | NIS | 4503-VZ-DM-T51102001 |  |  |  | 5110-XIC-807B/5110-DSB-002 | [28 empty] | 5110-DSB-002 |  |  |  |  | 6 | 3
| 5110-HSC-154 |  | 5110-XZ-807 | HAND SWITCH |  |  | DIR | DCS | LP | [7 empty] | NIS | 4503-VZ-DM-T51102001 |  |  |  | 5110-HSC-154/5110-DSB-002 | [28 empty] | 5110-DSB-002 |  |  |  |  | 6 | 4
| 5110-HSO-154 |  | 5110-XZ-807 | HAND SWITCH |  |  | DIR | DCS | LP | [7 empty] | NIS | 4503-VZ-DM-T51102001 |  |  |  | 5110-HSO-154/5110-DSB-002 | [28 empty] | 5110-DSB-002 |  |  |  |  | 7 | 1
| 5110-HSC-150 |  | 5110-XZ-802 | HAND SWITCH |  |  | DIR | DCS | LP | [7 empty] | NIS | 4503-VZ-DM-T51102001 |  |  |  | 5110-HSC-150/5110-DSB-002 | [28 empty] | 5110-DSB-002 |  |  |  |  | 7 | 2
| 5699-FT-213 |  | 5699-FD-213 | FLOW TRANSMITTER - MAG |  |  | AIRH | DCS | Field |  |  |  |  | 230 VAC |  |  | NIS | 4503-WZ-DM-T56992002 |  |  |  | 5699-FT-213/5110-DSB-002 | [28 empty] | 5110-DSB-002 |  |  |  |  | 7 | 3
| 5110-XIC-802B |  | 5110-XZ-802 | LAMP |  |  | DOR | DCS | LP | [7 empty] | NIS | 4503-VZ-DM-T51102001 |  |  |  | 5110-XIC-802B/5110-DSB-002 | [28 empty] | 5110-DSB-002 |  |  |  |  | 7 | 4
| 5110-HSC-153 |  | 5110-XZ-806 | HAND SWITCH |  |  | DIR | DCS | LP | [7 empty] | NIS | 4503-VZ-DM-T51102001 |  |  |  | 5110-HSC-153/5110-DSB-002 | [28 empty] | 5110-DSB-002 |  |  |  |  | 8 | 1
| 5110-HSO-150 |  | 5110-XZ-802 | HAND SWITCH |  |  | DIR | DCS | LP | [7 empty] | NIS | 4503-VZ-DM-T51102001 |  |  |  | 5110-HSO-150/5110-DSB-002 | [28 empty] | 5110-DSB-002 |  |  |  |  | 8 | 2
| 5110-HY-178AP |  | 5110-HD-178AP | PUMP STROKE ADJUSTMENT |  |  | AOR | DCS | Field | [7 empty] | NIS | 4503-FP-VD-BD263T51GEN008 |  | 51-PK-1001 |  | 5110-HY-178AP/5110-DJB-151 | [28 empty] | 5110-DSB-002 |  |  |  |  | 8 | 3
| 5110-HY-178BP |  | 5110-HD-178BP | PUMP STROKE ADJUSTMENT |  |  | AOR | DCS | Field | [7 empty] | NIS | 4503-FP-VD-BD263T51GEN008 |  | 51-PK-1001 |  | 5110-HY-178BP/5110-DJB-151 | [28 empty] | 5110-DSB-002 |  |  |  |  | 8 | 4
| 5110-HY-179P |  | 5110-HD-179P | PUMP STROKE ADJUSTMENT |  |  | AOR | DCS | Field | [7 empty] | NIS | 4503-FP-VD-BD263T51GEN010 |  | 51-PK-1001 |  | 5110-HY-179P/5110-DJB-151 | [28 empty] | 5110-DSB-002 |  |  |  |  | 9 | 1
| 5110-HY-180P |  | 5110-HD-180P | PUMP STROKE ADJUSTMENT |  |  | AOR | DCS | Field | [7 empty] | NIS | 4503-FP-VD-BD263T51GEN011 |  | 51-PK-1001 |  | 5110-HY-180P/5110-DJB-151 | [28 empty] | 5110-DSB-002 |  |  |  |  | 9 | 2
| 5110-XS-958P |  | 5110-XD-958P | SIGNAL |  |  | DI | DCS | Field | [7 empty] | NIS |  |  | 51-PK-1001 |  | 5110-XS-958P/'5110-DSB-002 | [28 empty] | 5110-DSB-002 |  |  |  |  | 9 | 3
| 5110-XS-959P |  | 5110-XD-959P | SIGNAL |  |  | DI | DCS | Field | [7 empty] | NIS |  |  | 51-PK-1001 |  | 5110-XS-958P/'5110-DSB-002 | [28 empty] | 5110-DSB-002 |  |  |  |  | 9 | 4
| SPARE | [49 empty] | 5110-DSB-002 |  |  |  |  | 10 | 1
| SPARE | [49 empty] | 5110-DSB-002 |  |  |  |  | 10 | 2
| SPARE | [49 empty] | 5110-DSB-002 |  |  |  |  | 10 | 3
| SPARE | [49 empty] | 5110-DSB-002 |  |  |  |  | 10 | 4
| SPARE | [49 empty] | 5110-DSB-002 |  |  |  |  | 11 | 1
| SPARE | [49 empty] | 5110-DSB-002 |  |  |  |  | 11 | 2
| SPARE | [49 empty] | 5110-DSB-002 |  |  |  |  | 11 | 3
| SPARE | [49 empty] | 5110-DSB-002 |  |  |  |  | 11 | 4
| SPARE | [49 empty] | 5110-DSB-002 |  |  |  |  | 12 | 1
| SPARE | [49 empty] | 5110-DSB-002 |  |  |  |  | 12 | 2
| SPARE | [49 empty] | 5110-DSB-002 |  |  |  |  | 12 | 3
| SPARE | [49 empty] | 5110-DSB-002 |  |  |  |  | 12 | 4
| SPARE | [49 empty] | 5110-DSB-002 |  |  |  |  | 13 | 1
| SPARE | [49 empty] | 5110-DSB-002 |  |  |  |  | 13 | 2
| SPARE | [49 empty] | 5110-DSB-002 |  |  |  |  | 13 | 3
| SPARE | [49 empty] | 5110-DSB-002 |  |  |  |  | 13 | 4
| SPARE | [49 empty] | 5110-DSB-002 |  |  |  |  | 14 | 1
| SPARE | [49 empty] | 5110-DSB-002 |  |  |  |  | 14 | 2
| SPARE | [49 empty] | 5110-DSB-002 |  |  |  |  | 14 | 3
| SPARE | [49 empty] | 5110-DSB-002 |  |  |  |  | 14 | 4
| SPARE | [49 empty] | 5110-DSB-002 |  |  |  |  | 15 | 1
| SPARE | [49 empty] | 5110-DSB-002 |  |  |  |  | 15 | 2
| SPARE | [49 empty] | 5110-DSB-002 |  |  |  |  | 15 | 3
| SPARE | [49 empty] | 5110-DSB-002 |  |  |  |  | 15 | 4
| SPARE | [49 empty] | 5110-DSB-002 |  |  |  |  | 16 | 1
| SPARE | [49 empty] | 5110-DSB-002 |  |  |  |  | 16 | 2
| SPARE | [49 empty] | 5110-DSB-002 |  |  |  |  | 16 | 3
| SPARE | [49 empty] | 5110-DSB-002 |  |  |  |  | 16 | 4
| SPARE | [49 empty] | 5110-DSB-002 |  |  |  |  | 17 | 1
| SPARE | [49 empty] | 5110-DSB-002 |  |  |  |  | 17 | 2
| SPARE | [49 empty] | 5110-DSB-002 |  |  |  |  | 17 | 3
| SPARE | [49 empty] | 5110-DSB-002 |  |  |  |  | 17 | 4
| SPARE | [49 empty] | 5110-DSB-002 |  |  |  |  | 18 | 1
| SPARE | [49 empty] | 5110-DSB-002 |  |  |  |  | 18 | 2
| SPARE | [49 empty] | 5110-DSB-002 |  |  |  |  | 18 | 3
| SPARE | [49 empty] | 5110-DSB-002 |  |  |  |  | 18 | 4
| SPARE | [49 empty] | 5110-DSB-002 |  |  |  |  | 19 | 1
| SPARE | [49 empty] | 5110-DSB-002 |  |  |  |  | 19 | 2
| SPARE | [49 empty] | 5110-DSB-002 |  |  |  |  | 19 | 3
| SPARE | [49 empty] | 5110-DSB-002 |  |  |  |  | 19 | 4
| SPARE | [49 empty] | 5110-DSB-002 |  |  |  |  | 20 | 1
| SPARE | [49 empty] | 5110-DSB-002 |  |  |  |  | 20 | 2
| SPARE | [49 empty] | 5110-DSB-002 |  |  |  |  | 20 | 3
| SPARE | [49 empty] | 5110-DSB-002 |  |  |  |  | 20 | 4
| SPARE | [49 empty] | 5110-DSB-002 |  |  |  |  | 21 | 1
| SPARE | [49 empty] | 5110-DSB-002 |  |  |  |  | 21 | 2
| SPARE | [49 empty] | 5110-DSB-002 |  |  |  |  | 21 | 3
| SPARE | [49 empty] | 5110-DSB-002 |  |  |  |  | 21 | 4
| SPARE | [49 empty] | 5110-DSB-002 |  |  |  |  | 22 | 1
| SPARE | [49 empty] | 5110-DSB-002 |  |  |  |  | 22 | 2
| SPARE | [49 empty] | 5110-DSB-002 |  |  |  |  | 22 | 3
| SPARE | [49 empty] | 5110-DSB-002 |  |  |  |  | 22 | 4
| SPARE | [49 empty] | 5110-DSB-002 |  |  |  |  | 23 | 1
| SPARE | [49 empty] | 5110-DSB-002 |  |  |  |  | 23 | 2
| SPARE | [49 empty] | 5110-DSB-002 |  |  |  |  | 23 | 3
| SPARE | [49 empty] | 5110-DSB-002 |  |  |  |  | 23 | 4
| SPARE | [49 empty] | 5110-DSB-002 |  |  |  |  | 24 | 1
| SPARE | [49 empty] | 5110-DSB-002 |  |  |  |  | 24 | 2
| SPARE | [49 empty] | 5110-DSB-002 |  |  |  |  | 24 | 3
| SPARE | [49 empty] | 5110-DSB-002 |  |  |  |  | 24 | 4
| 5110-PT-578 |  | 5110-PD-578 | PRESSURE TRANSMITTER |  |  | AIRH | DCS | Field | [7 empty] | IS | 4503-VZ-DM-T51102020 |  |  |  | 5110-PT-578/5110-DSB-003 | [28 empty] | 5110-DSB-003 |  |  |  |  | 1 | 1
| 5110-PY-578 |  | 5110-PD-578 | E/P POSITIONER |  |  | AORH | DCS | Field | [7 empty] | IS | 4503-VZ-DM-T51102020 |  |  |  | 5110-PY-578/5110-DSB-003 | [28 empty] | 5110-DSB-003 |  |  |  |  | 1 | 2
| 5110-PT-579 |  | 5110-PD-579 | PRESSURE TRANSMITTER |  |  | AIRH | DCS | Field | [7 empty] | IS | 4503-VZ-DM-T51102020 |  |  |  | 5110-PT-579/5110-DSB-003 | [28 empty] | 5110-DSB-003 |  |  |  |  | 1 | 3
| 5110-PY-579 |  | 5110-PD-579 | E/P POSITIONER |  |  | AORH | DCS | Field | [7 empty] | IS | 4503-VZ-DM-T51102020 |  |  |  | 5110-PY-579/5110-DSB-003 | [28 empty] | 5110-DSB-003 |  |  |  |  | 1 | 4
| 5110-PT-469AP |  | 5110-PD-469AP | PRESSURE TRANSMITTER - DIAPHRAGM |  |  | AIRH | DCS | Field | [7 empty] | IS | 4503-FP-VD-BD263T51GEN004 |  | 51-PK-1001 |  | 5110-PT-469AP/5110-DJB-251 | [28 empty] | 5110-DSB-003 |  |  |  |  | 2 | 1
| 5110-PT-469BP |  | 5110-PD-469BP | PRESSURE TRANSMITTER - DIAPHRAGM |  |  | AIRH | DCS | Field | [7 empty] | IS | 4503-FP-VD-BD263T51GEN004 |  | 51-PK-1001 |  | 5110-PT-469BP/5110-DJB-251 | [28 empty] | 5110-DSB-003 |  |  |  |  | 2 | 2
| 5110-PT-530AP |  | 5110-PD-530AP | PRESSURE TRANSMITTER - DIAPHRAGM |  |  | AIRH | DCS | Field | [7 empty] | IS | 4503-FP-VD-BD263T51GEN007 |  | 51-PK-1001 |  | 5110-PT-530AP/5110-DJB-251 | [28 empty] | 5110-DSB-003 |  |  |  |  | 2 | 3
| 5110-PT-530BP |  | 5110-PD-530BP | PRESSURE TRANSMITTER - DIAPHRAGM |  |  | AIRH | DCS | Field | [7 empty] | IS | 4503-FP-VD-BD263T51GEN007 |  | 51-PK-1001 |  | 5110-PT-530BP/5110-DJB-251 | [28 empty] | 5110-DSB-003 |  |  |  |  | 2 | 4
| 5110-PT-557AP |  | 5110-PD-557AP | PRESSURE TRANSMITTER - DIAPHRAGM |  |  | AIRH | DCS | Field | [7 empty] | IS | 4503-FP-VD-BD263T51GEN004 |  | 51-PK-1001 |  | 5110-PT-557AP/5110-DJB-251 | [28 empty] | 5110-DSB-003 |  |  |  |  | 3 | 1
| 5110-PT-557BP |  | 5110-PD-557BP | PRESSURE TRANSMITTER - DIAPHRAGM |  |  | AIRH | DCS | Field | [7 empty] | IS | 4503-FP-VD-BD263T51GEN004 |  | 51-PK-1001 |  | 5110-PT-557BP/5110-DJB-251 | [28 empty] | 5110-DSB-003 |  |  |  |  | 3 | 2
| 5110-PY-553AP |  | 5110-PD-553P | E/P POSITIONER |  |  | AORH | DCS | Field | [7 empty] | IS | 4503-FP-VD-BD263T51GEN004 |  | 51-PK-1001 |  | 5110-PY-553AP/5110-DJB-251 | [28 empty] | 5110-DSB-003 |  |  |  |  | 3 | 3
| 5110-PY-553BP |  | 5110-PD-553P | E/P POSITIONER |  |  | AORH | DCS | Field | [7 empty] | IS | 4503-FP-VD-BD263T51GEN004 |  | 51-PK-1001 |  | 5110-PY-553BP/5110-DJB-251 | [28 empty] | 5110-DSB-003 |  |  |  |  | 3 | 4
| 5110-LT-363P |  | 5110-LD-363P | LEVEL TRANSM. - DP DIAPHRAGM CAPILLARY |  |  | AIRH | DCS | Field | [7 empty] | IS | 4503-FP-VD-BD263T51GEN010 |  | 51-PK-1001 |  | 5110-LT-363P/5110-DJB-252 | [28 empty] | 5110-DSB-003 |  |  |  |  | 4 | 1
| 5110-LT-366P |  | 5110-LD-366P | LEVEL TRANSM. - DP EXT. DIAPHRAGM CAP. |  |  | AIRH | DCS | Field | [7 empty] | IS | 4503-FP-VD-BD263T51GEN011 |  | 51-PK-1001 |  | 5110-LT-366P/5110-DJB-252 | [28 empty] | 5110-DSB-003 |  |  |  |  | 4 | 2
| 5110-PT-463P |  | 5110-PD-463P | PRESSURE TRANSMITTER - DIAPHRAGM |  |  | AIRH | DCS | Field | [7 empty] | IS | 4503-FP-VD-BD263T51GEN011 |  | 51-PK-1001 |  | 5110-PT-463P/5110-DJB-252 | [28 empty] | 5110-DSB-003 |  |  |  |  | 4 | 3
| 5110-PT-464P |  | 5110-PD-464P | PRESSURE TRANSMITTER - DIAPHRAGM |  |  | AIRH | DCS | Field | [7 empty] | IS | 4503-FP-VD-BD263T51GEN011 |  | 51-PK-1001 |  | 5110-PT-464P/5110-DJB-252 | [28 empty] | 5110-DSB-003 |  |  |  |  | 4 | 4
| 5110-PY-463AP |  | 5110-PD-463P | E/P POSITIONER |  |  | AORH | DCS | Field | [7 empty] | IS | 4503-FP-VD-BD263T51GEN011 |  | 51-PK-1001 |  | 5110-PY-463AP/5110-DJB-252 | [28 empty] | 5110-DSB-003 |  |  |  |  | 5 | 1
| 5110-PY-463BP |  | 5110-PD-463P | E/P POSITIONER |  |  | AORH | DCS | Field | [7 empty] | IS | 4503-FP-VD-BD263T51GEN011 |  | 51-PK-1001 |  | 5110-PY-463BP/5110-DJB-252 | [28 empty] | 5110-DSB-003 |  |  |  |  | 5 | 2
| 5110-LT-359P |  | 5110-LD-359P | LEVEL TRANSM. - DP DIAPHRAGM CAPILLARY |  |  | AIRH | DCS | Field | [7 empty] | IS | 4503-FP-VD-BD263T51GEN006 |  | 51-PK-1001 |  | 5110-LT-359P/5110-DJB-255 | [28 empty] | 5110-DSB-003 |  |  |  |  | 5 | 3
| 5110-LT-367P |  | 5110-LD-367P | LEVEL TRANSM. - DP DIAPHRAGM CAPILLARY |  |  | AIRH | DCS | Field | [7 empty] | IS | 4503-FP-VD-BD263T51GEN013 |  | 51-PK-1001 |  | 5110-LT-367P/5110-DJB-255 | [28 empty] | 5110-DSB-003 |  |  |  |  | 5 | 4
| 5110-PDT-466P |  | 5110-PD-466P | PRESSURE TRANSM. -DIFF. DIAPH. WITH CAP |  |  | AIRH | DCS | Field | [7 empty] | IS | 4503-FP-VD-BD263T51GEN012 |  | 51-PK-1001 |  | 5110-PDT-466P/5110-DJB-255 | [28 empty] | 5110-DSB-003 |  |  |  |  | 6 | 1
| 5110-PT-454P |  | 5110-PD-454P | PRESSURE TRANSMITTER - DIAPHRAGM |  |  | AIRH | DCS | Field | [7 empty] | IS | 4503-FP-VD-BD263T51GEN008 |  | 51-PK-1001 |  | 5110-PT-454P/5110-DJB-254 | [28 empty] | 5110-DSB-003 |  |  |  |  | 6 | 2
| 5110-LT-353P |  | 5110-LD-353P | LEVEL TRANSM. - GWR |  |  | AIRH | DCS | Field | [7 empty] | IS | 4503-FP-VD-BD263T51GEN004 |  | 51-PK-1001 |  | 5110-LT-353P/5110-DJB-253 | [28 empty] | 5110-DSB-003 |  |  |  |  | 6 | 3
| 5110-PT-455P |  | 5110-PD-455P | PRESSURE TRANSMITTER - DIAPHRAGM |  |  | AIRH | DCS | Field | [7 empty] | IS | 4503-FP-VD-BD263T51GEN008 |  | 51-PK-1001 |  | 5110-PT-455P/5110-DJB-254 | [28 empty] | 5110-DSB-003 |  |  |  |  | 6 | 4
| 5110-XHY-852P |  | 5110-XZ-852P | PST DEVICE |  |  | AORH | DCS | Field | [7 empty] | IS | 4503-FP-VD-BD263T51GEN004 |  | 51-PK-1001 |  | 5110-XHY-852P/5110-DJB-253 | [28 empty] | 5110-DSB-003 |  |  |  |  | 7 | 1
| 5110-XHY-853P |  | 5110-XZ-853P | PST DEVICE |  |  | AORH | DCS | Field | [7 empty] | IS | 4503-FP-VD-BD263T51GEN005 |  | 51-PK-1001 |  | 5110-XHY-853P/5110-DJB-253 | [28 empty] | 5110-DSB-003 |  |  |  |  | 7 | 2
| 5110-FT-288P |  | 5110-FD-288 P | FLOW TRANSMITTER - CORIOLIS |  |  | AIRH | DCS | Field | [7 empty] | IS | 4503-FP-VD-BD263T51GEN005 |  | 51-PK-1001 |  | 5110-FT-288P/5110-DJB-253 | [28 empty] | 5110-DSB-003 |  |  |  |  | 7 | 3
| 5110-FT-252P |  | 5110-FD-252P | FLOW TRANSMITTER - CORIOLIS |  |  | AIRH | DCS | Field | [7 empty] | IS | 4503-FP-VD-BD263T51GEN012 |  | 51-PK-1001 |  | 5110-FT-252P/5110-DJB-253 | [28 empty] | 5110-DSB-003 |  |  |  |  | 7 | 4
| 5110-PT-457P |  | 5110-PD-457P | PRESSURE TRANSMITTER - DIAPHRAGM |  |  | AIRH | DCS | Field | [7 empty] | IS | 4503-FP-VD-BD263T51GEN009 |  | 51-PK-1001 |  | 5110-PT-457P/5110-DJB-255 | [28 empty] | 5110-DSB-003 |  |  |  |  | 8 | 1
| 5110-FY-288P |  | 5110-FD-288 P | E/P POSITIONER |  |  | AORH | DCS | Field | [7 empty] | IS | 4503-FP-VD-BD263T51GEN005 |  | 51-PK-1001 |  | 5110-FY-288P/5110-DJB-253 | [28 empty] | 5110-DSB-003 |  |  |  |  | 8 | 2
| 5110-FT-293P |  | 5110-FD-293P | FLOW TRANSMITTER - INTEGRAL ORIFICE |  |  | AIRH | DCS | Field | [7 empty] | IS | 4503-FP-VD-BD263T51GEN006 |  | 51-PK-1001 |  | 5110-FT-293P/5110-DJB-254 | [28 empty] | 5110-DSB-003 |  |  |  |  | 8 | 3
| 5110-PT-460P |  | 5110-PD-460P | PRESSURE TRANSMITTER - DIAPHRAGM |  |  | AIRH | DCS | Field | [7 empty] | IS | 4503-FP-VD-BD263T51GEN010 |  | 51-PK-1001 |  | 5110-PT-460P/5110-DJB-254 | [28 empty] | 5110-DSB-003 |  |  |  |  | 8 | 4
| 5110-LT-357P |  | 5110-LD-357P | LEVEL TRANSM. - GWR |  |  | AIRH | DCS | Field | [7 empty] | IS | 4503-FP-VD-BD263T51GEN006 |  | 51-PK-1001 |  | 5110-LT-357P/5110-DJB-254 | [28 empty] | 5110-DSB-003 |  |  |  |  | 9 | 1
| 5110-PT-465P |  | 5110-PD-465P | PRESSURE TRANSMITTER - DIAPHRAGM |  |  | AIRH | DCS | Field | [7 empty] | IS | 4503-FP-VD-BD263T51GEN011 |  | 51-PK-1001 |  | 5110-PT-465P/5110-DJB-254 | [28 empty] | 5110-DSB-003 |  |  |  |  | 9 | 2
| 5110-PT-553P |  | 5110-PD-553P | PRESSURE TRANSMITTER - DIAPHRAGM |  |  | AIRH | DCS | Field | [7 empty] | IS | 4503-FP-VD-BD263T51GEN004 |  | 51-PK-1001 |  | 5110-PT-553P/5110-DJB-253 | [28 empty] | 5110-DSB-003 |  |  |  |  | 9 | 3
| 5110-FT-296P |  | 5110-FD-296P | FLOW TRANSMITTER - INTEGRAL ORIFICE |  |  | AIRH | DCS | Field | [7 empty] | IS | 4503-FP-VD-BD263T51GEN008 |  | 51-PK-1001 |  | 5110-FT-296P/5110-DJB-254 | [28 empty] | 5110-DSB-003 |  |  |  |  | 9 | 4
| 5110-PT-554AP |  | 5110-PD-554AP | PRESSURE TRANSMITTER - DIAPHRAGM |  |  | AIRH | DCS | Field | [7 empty] | IS | 4503-FP-VD-BD263T51GEN004 |  | 51-PK-1001 |  | 5110-PT-554AP/5110-DJB-253 | [28 empty] | 5110-DSB-003 |  |  |  |  | 10 | 1
| 5110-PT-554BP |  | 5110-PD-554BP | PRESSURE TRANSMITTER - DIAPHRAGM |  |  | AIRH | DCS | Field | [7 empty] | IS | 4503-FP-VD-BD263T51GEN004 |  | 51-PK-1001 |  | 5110-PT-554BP/5110-DJB-253 | [28 empty] | 5110-DSB-003 |  |  |  |  | 10 | 2
| 5110-PT-583P |  | 5110-PD-583P | PRESSURE TRANSMITTER - DIAPHRAGM |  |  | AIRH | DCS | Field | [7 empty] | IS | 4503-FP-VD-BD263T51GEN008 |  | 51-PK-1001 |  | 5110-PT-583P/5110-DJB-253 | [28 empty] | 5110-DSB-003 |  |  |  |  | 10 | 3
| 5110-PT-588P |  | 5110-PD-588P | PRESSURE TRANSMITTER - DIAPHRAGM |  |  | AIRH | DCS | Field | [7 empty] | IS | 4503-FP-VD-BD263T51GEN006 |  | 51-PK-1001 |  | 5110-PT-588P/5110-DJB-255 | [28 empty] | 5110-DSB-003 |  |  |  |  | 10 | 4
| 5110-PT-593AP |  | 5110-PD-593AP | PRESSURE TRANSMITTER - DIAPHRAGM |  |  | AIRH | DCS | Field | [7 empty] | IS | 4503-FP-VD-BD263T51GEN007 |  | 51-PK-1001 |  | 5110-PT-593AP/5110-DJB-255 | [28 empty] | 5110-DSB-003 |  |  |  |  | 11 | 1
| 5110-PT-593BP |  | 5110-PD-593BP | PRESSURE TRANSMITTER - DIAPHRAGM |  |  | AIRH | DCS | Field | [7 empty] | IS | 4503-FP-VD-BD263T51GEN007 |  | 51-PK-1001 |  | 5110-PT-593BP/5110-DJB-255 | [28 empty] | 5110-DSB-003 |  |  |  |  | 11 | 2
| 5110-TT-662P |  | 5110-TD-662P | TEMPERATURE TRANSM. - REMOTE MOUNT |  |  | AIRH | DCS | Field | [7 empty] | IS | 4503-FP-VD-BD263T51GEN004 |  | 51-PK-1001 |  | 5110-TT-662P/5110-DJB-253 | [28 empty] | 5110-DSB-003 |  |  |  |  | 11 | 3
| 5110-FT-294P |  | 5110-FD-294P | FLOW TRANSMITTER - CORIOLIS |  |  | AIRH | DCS | Field | [7 empty] | IS | 4503-FP-VD-BD263T51GEN008 |  | 51-PK-1001 |  | 5110-FT-294P/5110-DJB-255 | [28 empty] | 5110-DSB-003 |  |  |  |  | 11 | 4
| 5110-TT-669P |  | 5110-TD-669 P | TEMPERATURE TRANSM. - REMOTE MOUNT |  |  | AIRH | DCS | Field | [7 empty] | IS | 4503-FP-VD-BD263T51GEN006 |  | 51-PK-1001 |  | 5110-TT-669P/5110-DJB-254 | [28 empty] | 5110-DSB-003 |  |  |  |  | 12 | 1
| 5110-PY-457P |  | 5110-PD-457P | E/P POSITIONER |  |  | AORH | DCS | Field | [7 empty] | IS | 4503-FP-VD-BD263T51GEN009 |  | 51-PK-1001 |  | 5110-PY-457P/5110-DJB-255 | [28 empty] | 5110-DSB-003 |  |  |  |  | 12 | 2
| 5110-TT-768P |  | 5110-TD-768P | TEMPERATURE TRANSM. - REMOTE MOUNT |  |  | AIRH | DCS | Field | [7 empty] | IS | 4503-FP-VD-BD263T51GEN011 |  | 51-PK-1001 |  | 5110-TT-768P/5110-DJB-252 | [28 empty] | 5110-DSB-003 |  |  |  |  | 12 | 3
| 5110-TT-769P |  | 5110-TD-769P | TEMPERATURE TRANSM. - REMOTE MOUNT |  |  | AIRH | DCS | Field | [7 empty] | IS | 4503-FP-VD-BD263T51GEN013 |  | 51-PK-1001 |  | 5110-TT-769P/5110-DJB-254 | [28 empty] | 5110-DSB-003 |  |  |  |  | 12 | 4
| SPARE | [49 empty] | 5110-DSB-003 |  |  |  |  | 13 | 1
| SPARE | [49 empty] | 5110-DSB-003 |  |  |  |  | 13 | 2
| SPARE | [49 empty] | 5110-DSB-003 |  |  |  |  | 13 | 3
| SPARE | [49 empty] | 5110-DSB-003 |  |  |  |  | 13 | 4
| SPARE | [49 empty] | 5110-DSB-003 |  |  |  |  | 14 | 1
| SPARE | [49 empty] | 5110-DSB-003 |  |  |  |  | 14 | 2
| SPARE | [49 empty] | 5110-DSB-003 |  |  |  |  | 14 | 3
| SPARE | [49 empty] | 5110-DSB-003 |  |  |  |  | 14 | 4
| SPARE | [49 empty] | 5110-DSB-003 |  |  |  |  | 15 | 1
| SPARE | [49 empty] | 5110-DSB-003 |  |  |  |  | 15 | 2
| SPARE | [49 empty] | 5110-DSB-003 |  |  |  |  | 15 | 3
| SPARE | [49 empty] | 5110-DSB-003 |  |  |  |  | 15 | 4
| SPARE | [49 empty] | 5110-DSB-003 |  |  |  |  | 16 | 1
| SPARE | [49 empty] | 5110-DSB-003 |  |  |  |  | 16 | 2
| SPARE | [49 empty] | 5110-DSB-003 |  |  |  |  | 16 | 3
| SPARE | [49 empty] | 5110-DSB-003 |  |  |  |  | 16 | 4
| SPARE | [49 empty] | 5110-DSB-003 |  |  |  |  | 17 | 1
| SPARE | [49 empty] | 5110-DSB-003 |  |  |  |  | 17 | 2
| SPARE | [49 empty] | 5110-DSB-003 |  |  |  |  | 17 | 3
| SPARE | [49 empty] | 5110-DSB-003 |  |  |  |  | 17 | 4
| SPARE | [49 empty] | 5110-DSB-003 |  |  |  |  | 18 | 1
| SPARE | [49 empty] | 5110-DSB-003 |  |  |  |  | 18 | 2
| SPARE | [49 empty] | 5110-DSB-003 |  |  |  |  | 18 | 3
| SPARE | [49 empty] | 5110-DSB-003 |  |  |  |  | 18 | 4
| SPARE | [49 empty] | 5110-DSB-003 |  |  |  |  | 19 | 1
| SPARE | [49 empty] | 5110-DSB-003 |  |  |  |  | 19 | 2
| SPARE | [49 empty] | 5110-DSB-003 |  |  |  |  | 19 | 3
| SPARE | [49 empty] | 5110-DSB-003 |  |  |  |  | 19 | 4
| SPARE | [49 empty] | 5110-DSB-003 |  |  |  |  | 20 | 1
| SPARE | [49 empty] | 5110-DSB-003 |  |  |  |  | 20 | 2
| SPARE | [49 empty] | 5110-DSB-003 |  |  |  |  | 20 | 3
| SPARE | [49 empty] | 5110-DSB-003 |  |  |  |  | 20 | 4
| SPARE | [49 empty] | 5110-DSB-003 |  |  |  |  | 21 | 1
| SPARE | [49 empty] | 5110-DSB-003 |  |  |  |  | 21 | 2
| SPARE | [49 empty] | 5110-DSB-003 |  |  |  |  | 21 | 3
| SPARE | [49 empty] | 5110-DSB-003 |  |  |  |  | 21 | 4
| SPARE | [49 empty] | 5110-DSB-003 |  |  |  |  | 22 | 1
| SPARE | [49 empty] | 5110-DSB-003 |  |  |  |  | 22 | 2
| SPARE | [49 empty] | 5110-DSB-003 |  |  |  |  | 22 | 3
| SPARE | [49 empty] | 5110-DSB-003 |  |  |  |  | 22 | 4
| SPARE | [49 empty] | 5110-DSB-003 |  |  |  |  | 23 | 1
| SPARE | [49 empty] | 5110-DSB-003 |  |  |  |  | 23 | 2
| SPARE | [49 empty] | 5110-DSB-003 |  |  |  |  | 23 | 3
| SPARE | [49 empty] | 5110-DSB-003 |  |  |  |  | 23 | 4
| SPARE | [49 empty] | 5110-DSB-003 |  |  |  |  | 24 | 1
| SPARE | [49 empty] | 5110-DSB-003 |  |  |  |  | 24 | 2
| SPARE | [49 empty] | 5110-DSB-003 |  |  |  |  | 24 | 3
| SPARE | [49 empty] | 5110-DSB-003 |  |  |  |  | 24 | 4
| 5110-PT-501P |  | 5110-PD-501P | PRESSURE TRANSMITTER |  |  | AIRH | DCS | Field | [7 empty] | IS | 4503-VZ-DM-T51102005 | 51-P-1012A | 51-P-1012A/B | 51-P-1012_G1 | 5110-PT-501P/5120-DSB-001 | [28 empty] | 5120-DSB-001 |  |  |  |  | 1 | 1
| 5110-PT-502P |  | 5110-PD-502P | PRESSURE TRANSMITTER |  |  | AIRH | DCS | Field | [7 empty] | IS | 4503-VZ-DM-T51102005 | 51-P-1012B | 51-P-1012A/B | 51-P-1012_G1 | 5110-PT-502P/5120-DSB-001 | [28 empty] | 5120-DSB-001 |  |  |  |  | 1 | 2
| 5110-LT-306A |  | 5110-LD-306A | LEVEL TRANSM. - DP DIAPHRAGM CAPILLARY |  |  | AIRH | DCS | Field | [7 empty] | IS | 4503-VZ-DM-T51102008 | 51-R-1003 |  | 5110-LD-306_G1 | 5110-LT-306A/5120-DSB-001 | [28 empty] | 5120-DSB-001 |  |  |  |  | 1 | 3
| 5110-PT-433A |  | 5110-PD-433A | PRESSURE TRANSM. - DIAPH. WITH CAPILLARY |  |  | AIRH | DCS | Field | [7 empty] | IS | 4503-VZ-DM-T51102009 |  |  | 5110-PD-433_G1 | 5110-PT-433A/5120-DSB-001 | [28 empty] | 5120-DSB-001 |  |  |  |  | 1 | 4
| 5110-LT-306B |  | 5110-LD-306B | LEVEL TRANSM. - DP DIAPHRAGM CAPILLARY |  |  | AIRH | DCS | Field | [7 empty] | IS | 4503-VZ-DM-T51102008 | 51-R-1003 |  | 5110-LD-306_G2 | 5110-LT-306B/5120-DSB-001 | [28 empty] | 5120-DSB-001 |  |  |  |  | 2 | 1
| 5110-PT-433B |  | 5110-PD-433B | PRESSURE TRANSM. - DIAPH. WITH CAPILLARY |  |  | AIRH | DCS | Field | [7 empty] | IS | 4503-VZ-DM-T51102009 |  |  | 5110-PD-433_G2 | 5110-PT-433B/5120-DSB-001 | [28 empty] | 5120-DSB-001 |  |  |  |  | 2 | 2
| 5110-FT-214 |  | 5110-FD-214 | FLOW TRANSMITTER - VORTEX |  |  | AIRH | DCS | Field | [7 empty] | IS | 4503-VZ-DM-T51102009 |  |  |  | 5110-FT-214/5120-DSB-001 | [28 empty] | 5120-DSB-001 |  |  |  |  | 2 | 3
| 5110-FY-214 |  | 5110-FD-214 | E/P POSITIONER |  |  | AORH | DCS | Field | [7 empty] | IS | 4503-VZ-DM-T51102009 |  |  |  | 5110-FY-214/5120-DSB-001 | [28 empty] | 5120-DSB-001 |  |  |  |  | 2 | 4
| 5110-FT-215 |  | 5110-FD-215 | FLOW TRANSMITTER - VORTEX |  |  | AIRH | DCS | Field | [7 empty] | IS | 4503-VZ-DM-T51102009 |  |  |  | 5110-FT-215/5120-DSB-001 | [28 empty] | 5120-DSB-001 |  |  |  |  | 3 | 1
| 5110-FT-223 |  | 5110-FD-223 | FLOW TRANSMITTER - VORTEX |  |  | AIRH | DCS | Field | [7 empty] | IS | 4503-VZ-DM-T51102017 |  |  |  | 5110-FT-223/5120-DSB-001 | [28 empty] | 5120-DSB-001 |  |  |  |  | 3 | 2
| 5110-FY-224 |  | 5110-FD-224 | E/P POSITIONER |  |  | AORH | DCS | Field | [7 empty] | IS | 4503-VZ-DM-T51102017 |  |  |  | 5110-FY-224/5120-DSB-001 | [28 empty] | 5120-DSB-001 |  |  |  |  | 3 | 3
| 5110-FT-226 |  | 5110-FD-226 | FLOW TRANSMITTER - VORTEX |  |  | AIRH | DCS | Field | [7 empty] | IS | 4503-VZ-DM-T51102033 |  |  |  | 5110-FT-226/5120-DSB-001 | [28 empty] | 5120-DSB-001 |  |  |  |  | 3 | 4
| 5110-FT-227 |  | 5110-FD-227 | FLOW TRANSMITTER - VORTEX |  |  | AIRH | DCS | Field | [7 empty] | IS | 4503-VZ-DM-T51102033 |  |  |  | 5110-FT-227/5120-DSB-001 | [28 empty] | 5120-DSB-001 |  |  |  |  | 4 | 1
| 5110-FT-299 |  | 5110-FD-299 | FLOW TRANSMITTER - VORTEX |  |  | AIRH | DCS | Field | [7 empty] | IS | 4503-VZ-DM-T51102008 |  |  |  | 5110-FT-299/5120-DSB-001 | [28 empty] | 5120-DSB-001 |  |  |  |  | 4 | 2
| 5110-HY-131 |  | 5110-HD-131 | E/P POSITIONER |  |  | AORH | DCS | Field | [7 empty] | IS | 4503-VZ-DM-T51102017 |  |  |  | 5110-HY-131/5120-DSB-001 | [28 empty] | 5120-DSB-001 |  |  |  |  | 4 | 3
| 5110-HY-132 |  | 5110-HD-132 | E/P POSITIONER |  |  | AORH | DCS | Field | [7 empty] | IS | 4503-VZ-DM-T51102018 |  |  |  | 5110-HY-132/5120-DSB-001 | [28 empty] | 5120-DSB-001 |  |  |  |  | 4 | 4
| 5110-LT-314 |  | 5110-LD-314 | LEVEL TRANSM. - DP EXT. DIAPHRAGM CAP. |  |  | AIRH | DCS | Field | [7 empty] | IS | 4503-VZ-DM-T51102018 | 51-V-1008 |  |  | 5110-LT-314/5120-DSB-001 | [28 empty] | 5120-DSB-001 |  |  |  |  | 5 | 1
| 5110-LT-315 |  | 5110-LD-315 | LEVEL TRANSM. - GWR EXT. CHAMBER |  |  | AIRH | DCS | Field | [7 empty] | IS | 4503-VZ-DM-T51102033 | 51-V-1007 |  |  | 5110-LT-315/5120-DSB-001 | [28 empty] | 5120-DSB-001 |  |  |  |  | 5 | 2
| 5110-LT-319 |  | 5110-LD-319 | LEVEL TRANSM. - DP DIAPHRAGM CAPILLARY |  |  | AIRH | DCS | Field | [7 empty] | IS | 4503-VZ-DM-T51102019 | 51-V-1009B |  |  | 5110-LT-319/5120-DSB-001 | [28 empty] | 5120-DSB-001 |  |  |  |  | 5 | 3
| 5110-LT-335 |  | 5110-LD-335 | LEVEL TRANSM. - DP EXT. DIAPHRAGM CAP. |  |  | AIRH | DCS | Field | [7 empty] | IS | 4503-VZ-DM-T51102017 | 51-V-1006 |  |  | 5110-LT-335/5120-DSB-001 | [28 empty] | 5120-DSB-001 |  |  |  |  | 5 | 4
| 5110-LT-336 |  | 5110-LD-336 | LEVEL TRANSM. - DP EXT. DIAPHRAGM CAP. |  |  | AIRH | DCS | Field | [7 empty] | IS | 4503-VZ-DM-T51102017 | 51-V-1006 |  |  | 5110-LT-336/5120-DSB-001 | [28 empty] | 5120-DSB-001 |  |  |  |  | 6 | 1
| 5110-PT-431 |  | 5110-PD-431 | PRESSURE TRANSM. - DIAPH. WITH CAPILLARY |  |  | AIRH | DCS | Field | [7 empty] | IS | 4503-VZ-DM-T51102008 |  |  |  | 5110-PT-431/5120-DSB-001 | [28 empty] | 5120-DSB-001 |  |  |  |  | 6 | 2
| 5110-PT-434 |  | 5110-PD-434 | PRESSURE TRANSMITTER |  |  | AIRH | DCS | Field | [7 empty] | IS | 4503-VZ-DM-T51102009 |  |  |  | 5110-PT-434/5120-DSB-001 | [28 empty] | 5120-DSB-001 |  |  |  |  | 6 | 3
| 5110-PT-435 |  | 5110-PD-435 | PRESSURE TRANSMITTER |  |  | AIRH | DCS | Field | [7 empty] | IS | 4503-VZ-DM-T51102009 |  |  |  | 5110-PT-435/5120-DSB-001 | [28 empty] | 5120-DSB-001 |  |  |  |  | 6 | 4
| 5110-PY-436 |  | 5110-PD-436 | E/P POSITIONER |  |  | AORH | DCS | Field | [7 empty] | IS | 4503-VZ-DM-T51102009 |  |  |  | 5110-PY-436/5120-DSB-001 | [28 empty] | 5120-DSB-001 |  |  |  |  | 7 | 1
| 5110-PT-436 |  | 5110-PD-436 | PRESSURE TRANSMITTER |  |  | AIRH | DCS | Field | [7 empty] | IS | 4503-VZ-DM-T51102009 |  |  |  | 5110-PT-436/5120-DSB-001 | [28 empty] | 5120-DSB-001 |  |  |  |  | 7 | 2
| 5110-PT-448 |  | 5110-PD-448 | PRESSURE TRANSM. - DIAPH. WITH CAPILLARY |  |  | AIRH | DCS | Field | [7 empty] | IS | 4503-VZ-DM-T51102014 |  |  |  | 5110-PT-448/5120-DSB-001 | [28 empty] | 5120-DSB-001 |  |  |  |  | 7 | 3
| 5110-PT-453 |  | 5110-PD-453 | PRESSURE TRANSMITTER |  |  | AIRH | DCS | Field | [7 empty] | IS | 4503-VZ-DM-T51102017 |  |  |  | 5110-PT-453/5120-DSB-001 | [28 empty] | 5120-DSB-001 |  |  |  |  | 7 | 4
| 5110-PDT-454 |  | 5110-PD-454 | PRESSURE DIFFERENTIAL TRANSMITTER |  |  | AIRH | DCS | Field | [7 empty] | IS | 4503-VZ-DM-T51102017 |  |  |  | 5110-PDT-454/5120-DSB-001 | [28 empty] | 5120-DSB-001 |  |  |  |  | 8 | 1
| 5110-PDY-454 |  | 5110-PD-454 | E/P POSITIONER |  |  | AORH | DCS | Field | [7 empty] | IS | 4503-VZ-DM-T51102017 |  |  |  | 5110-PDY-454/5120-DSB-001 | [28 empty] | 5120-DSB-001 |  |  |  |  | 8 | 2
| 5110-PDT-455 |  | 5110-PD-455 | PRESSURE TRANSM. - DIFF. DIAPH. WITH CAP |  |  | AIRH | DCS | Field | [7 empty] | IS | 4503-VZ-DM-T51102017 |  |  |  | 5110-PDT-455/5120-DSB-001 | [28 empty] | 5120-DSB-001 |  |  |  |  | 8 | 3
| 5110-PT-457 |  | 5110-PD-457 | PRESSURE TRANSMITTER |  |  | AIRH | DCS | Field | [7 empty] | IS | 4503-VZ-DM-T51102033 |  |  |  | 5110-PT-457/5120-DSB-001 | [28 empty] | 5120-DSB-001 |  |  |  |  | 8 | 4
| 5110-PY-457 |  | 5110-PD-457 | E/P POSITIONER |  |  | AORH | DCS | Field | [7 empty] | IS | 4503-VZ-DM-T51102033 |  |  |  | 5110-PY-457/5120-DSB-001 | [28 empty] | 5120-DSB-001 |  |  |  |  | 9 | 1
| 5110-PT-458 |  | 5110-PD-458 | PRESSURE TRANSMITTER |  |  | AIRH | DCS | Field | [7 empty] | IS | 4503-VZ-DM-T51102018 |  |  |  | 5110-PT-458/5120-DSB-001 | [28 empty] | 5120-DSB-001 |  |  |  |  | 9 | 2
| 5110-PY-458 |  | 5110-PD-458 | E/P POSITIONER |  |  | AORH | DCS | Field | [7 empty] | IS | 4503-VZ-DM-T51102018 |  |  |  | 5110-PY-458/5120-DSB-001 | [28 empty] | 5120-DSB-001 |  |  |  |  | 9 | 3
| 5110-PT-459 |  | 5110-PD-459 | PRESSURE TRANSMITTER |  |  | AIRH | DCS | Field | [7 empty] | IS | 4503-VZ-DM-T51102033 |  |  |  | 5110-PT-459/5120-DSB-001 | [28 empty] | 5120-DSB-001 |  |  |  |  | 9 | 4
| 5110-PT-464 |  | 5110-PD-464 | PRESSURE TRANSM. - DIAPH. WITH CAPILLARY |  |  | AIRH | DCS | Field | [7 empty] | IS | 4503-VZ-DM-T51102019 |  |  |  | 5110-PT-464/5120-DSB-001 | [28 empty] | 5120-DSB-001 |  |  |  |  | 10 | 1
| 5110-PY-464 |  | 5110-PD-464 | E/P POSITIONER |  |  | AORH | DCS | Field | [7 empty] | IS | 4503-VZ-DM-T51102019 |  |  |  | 5110-PY-464/5120-DSB-001 | [28 empty] | 5120-DSB-001 |  |  |  |  | 10 | 2
| 5110-PT-466 |  | 5110-PD-466 | PRESSURE TRANSM. - DIAPH. WITH CAPILLARY |  |  | AIRH | DCS | Field | [7 empty] | IS | 4503-VZ-DM-T51102019 |  |  |  | 5110-PT-466/5120-DSB-001 | [28 empty] | 5120-DSB-001 |  |  |  |  | 10 | 3
| 5110-PY-466 |  | 5110-PD-466 | E/P POSITIONER |  |  | AORH | DCS | Field | [7 empty] | IS | 4503-VZ-DM-T51102019 |  |  |  | 5110-PY-466/5120-DSB-001 | [28 empty] | 5120-DSB-001 |  |  |  |  | 10 | 4
| 5110-PT-503 |  | 5110-PD-503 | PRESSURE TRANSM. - DIAPH. WITH CAPILLARY |  |  | AIRH | DCS | Field | [7 empty] | IS | 4503-VZ-DM-T51102022 |  |  |  | 5110-PT-503/5120-DSB-001 | [28 empty] | 5120-DSB-001 |  |  |  |  | 11 | 1
| 5110-PY-503A |  | 5110-PD-503 | E/P POSITIONER |  |  | AORH | DCS | Field | [7 empty] | IS | 4503-VZ-DM-T51102022 |  |  |  | 5110-PY-503A/5120-DSB-001 | [28 empty] | 5120-DSB-001 |  |  |  |  | 11 | 2
| 5110-PY-503B |  | 5110-PD-503 | E/P POSITIONER |  |  | AORH | DCS | Field | [7 empty] | IS | 4503-VZ-DM-T51102022 |  |  |  | 5110-PY-503B/5120-DSB-001 | [28 empty] | 5120-DSB-001 |  |  |  |  | 11 | 3
| 5110-PT-550 |  | 5110-PD-550 | PRESSURE TRANSM. - DIAPH. WITH CAPILLARY |  |  | AIRH | DCS | Field | [7 empty] | IS | 4503-VZ-DM-T51102017 |  |  |  | 5110-PT-550/5120-DSB-001 | [28 empty] | 5120-DSB-001 |  |  |  |  | 11 | 4
| 5110-PT-551 |  | 5110-PD-551 | PRESSURE TRANSM. - DIAPH. WITH CAPILLARY |  |  | AIRH | DCS | Field | [7 empty] | IS | 4503-VZ-DM-T51102017 |  |  |  | 5110-PT-551/5120-DSB-001 | [28 empty] | 5120-DSB-001 |  |  |  |  | 12 | 1
| 5110-PT-568 |  | 5110-PD-568 | PRESSURE TRANSM. - DIAPH. WITH CAPILLARY |  |  | AIRH | DCS | Field | [7 empty] | IS | 4503-VZ-DM-T51102014 |  |  |  | 5110-PT-568/5120-DSB-001 | [28 empty] | 5120-DSB-001 |  |  |  |  | 12 | 2
| 5110-TT-605 |  | 5110-TD-605 | TEMPERATURE TRANSM. - HEAD MOUNT |  |  | AIRH | DCS | Field | [7 empty] | IS | 4503-VZ-DM-T51102018 |  |  |  | 5110-TT-605/5120-DSB-001 | [28 empty] | 5120-DSB-001 |  |  |  |  | 12 | 3
| 5110-TT-609 |  | 5110-TD-609 | TEMPERATURE TRANSM. - HEAD MOUNT |  |  | AIRH | DCS | Field | [7 empty] | IS | 4503-VZ-DM-T51102008 |  |  |  | 5110-TT-609/5120-DSB-001 | [28 empty] | 5120-DSB-001 |  |  |  |  | 12 | 4
| 5110-TT-621 |  | 5110-TD-621 | TEMPERATURE TRANSM. - HEAD MOUNT |  |  | AIRH | DCS | Field | [7 empty] | IS | 4503-VZ-DM-T51102009 | 51-R-1003 |  |  | 5110-TT-621/5120-DSB-001 | [28 empty] | 5120-DSB-001 |  |  |  |  | 13 | 1
| 5110-TT-627 |  | 5110-TD-627 | TEMPERATURE TRANSM. - HEAD MOUNT |  |  | AIRH | DCS | Field | [7 empty] | IS | 4503-VZ-DM-T51102017 |  |  |  | 5110-TT-627/5120-DSB-001 | [28 empty] | 5120-DSB-001 |  |  |  |  | 13 | 2
| 5110-TT-628 |  | 5110-TD-628 | TEMPERATURE TRANSM. - HEAD MOUNT |  |  | AIRH | DCS | Field | [7 empty] | IS | 4503-VZ-DM-T51102033 |  |  |  | 5110-TT-628/5120-DSB-001 | [28 empty] | 5120-DSB-001 |  |  |  |  | 13 | 3
| 5110-TY-628 |  | 5110-TD-628 | E/P POSITIONER |  |  | AORH | DCS | Field | [7 empty] | IS | 4503-VZ-DM-T51102033 |  |  |  | 5110-TY-628/5120-DSB-001 | [28 empty] | 5120-DSB-001 |  |  |  |  | 13 | 4
| 5110-TT-629 |  | 5110-TD-629 | TEMPERATURE TRANSM. - HEAD MOUNT |  |  | AIRH | DCS | Field | [7 empty] | IS | 4503-VZ-DM-T51102033 |  |  |  | 5110-TT-629/5120-DSB-001 | [28 empty] | 5120-DSB-001 |  |  |  |  | 14 | 1
| 5110-TT-630 |  | 5110-TD-630 | TEMPERATURE TRANSM. - HEAD MOUNT |  |  | AIRH | DCS | Field | [7 empty] | IS | 4503-VZ-DM-T51102018 |  |  |  | 5110-TT-630/5120-DSB-001 | [28 empty] | 5120-DSB-001 |  |  |  |  | 14 | 2
| 5110-TT-631 |  | 5110-TD-631 | TEMPERATURE TRANSM. - HEAD MOUNT |  |  | AIRH | DCS | Field | [7 empty] | IS | 4503-VZ-DM-T51102018 |  |  |  | 5110-TT-631/5120-DSB-001 | [28 empty] | 5120-DSB-001 |  |  |  |  | 14 | 3
| 5110-TT-640 |  | 5110-TD-640 | TEMPERATURE TRANSM. - HEAD MOUNT |  |  | AIRH | DCS | Field | [7 empty] | IS | 4503-VZ-DM-T51102018 |  |  |  | 5110-TT-640/5120-DSB-001 | [28 empty] | 5120-DSB-001 |  |  |  |  | 14 | 4
| 5110-TT-716 |  | 5110-TD-716 | TEMPERATURE TRANSM. - HEAD MOUNT |  |  | AIRH | DCS | Field | [7 empty] | IS | 4503-VZ-DM-T51102017 |  |  |  | 5110-TT-716/5120-DSB-001 | [28 empty] | 5120-DSB-001 |  |  |  |  | 15 | 1
| 5110-PT-486 |  | 5110-XZ-828 | PRESSURE TRANSMITTER |  |  | AIRH | DCS | Field | [7 empty] | IS | 4503-VZ-DM-T51102009 | 5110-XZV-828 |  |  | 5110-PT-486/5120-DSB-001 | [28 empty] | 5120-DSB-001 |  |  |  |  | 15 | 2
| 5110-PT-461 |  | 5110-XZ-829 | PRESSURE TRANSMITTER |  |  | AIRH | DCS | Field | [7 empty] | IS | 4503-VZ-DM-T51102009 | 5110-XZV-829 |  |  | 5110-PT-461/5120-DSB-001 | [28 empty] | 5120-DSB-001 |  |  |  |  | 15 | 3
| 5110-PT-481 |  | 5110-XZ-830 | PRESSURE TRANSMITTER |  |  | AIRH | DCS | Field | [7 empty] | IS | 4503-VZ-DM-T51102009 | 5110-XZV-830 |  |  | 5110-PT-481/5120-DSB-001 | [28 empty] | 5120-DSB-001 |  |  |  |  | 15 | 4
| 5110-PT-520 |  | 5110-XZ-831 | PRESSURE TRANSMITTER |  |  | AIRH | DCS | Field | [7 empty] | IS | 4503-VZ-DM-T51102009 | 5110-XZV-831 |  |  | 5110-PT-520/5120-DSB-001 | [28 empty] | 5120-DSB-001 |  |  |  |  | 16 | 1
| 5110-PT-478 |  | 5110-XZ-834 | PRESSURE TRANSMITTER |  |  | AIRH | DCS | Field | [7 empty] | IS | 4503-VZ-DM-T51102009 | 5110-XZV-834 |  |  | 5110-PT-478/5120-DSB-001 | [28 empty] | 5120-DSB-001 |  |  |  |  | 16 | 2
| 5110-XZSC-835 |  | 5110-XZ-835 | LIMIT SWITCH - CLOSE |  |  | DIR | DCS | Field | [7 empty] | IS | 4503-VZ-DM-T51102017 |  |  |  | 5110-XZSC-835/5120-DSB-001 | [28 empty] | 5120-DSB-001 |  |  |  |  | 16 | 3
| 5110-XZSO-835 |  | 5110-XZ-835 | LIMIT SWITCH - OPEN |  |  | DIR | DCS | Field | [7 empty] | IS | 4503-VZ-DM-T51102017 |  |  |  | 5110-XZSO-835/5120-DSB-001 | [28 empty] | 5120-DSB-001 |  |  |  |  | 16 | 4
| 5110-PT-556 |  | 5110-XZ-850 | PRESSURE TRANSMITTER |  |  | AIRH | DCS | Field | [7 empty] | IS | 4503-VZ-DM-T51102009 | 5110-XZV-850 |  |  | 5110-PT-556/5120-DSB-001 | [28 empty] | 5120-DSB-001 |  |  |  |  | 17 | 1
| 5120-FY-245 |  | 5120-FD-245 | E/P POSITIONER |  |  | AORH | DCS | Field | [7 empty] | IS | 4503-VZ-DM-T51202009 |  |  |  | 5120-FY-245/5120-DSB-001 | [28 empty] | 5120-DSB-001 |  |  |  |  | 17 | 2
| 5120-FY-261 |  | 5120-FD-261 | E/P POSITIONER |  |  | AORH | DCS | Field | [7 empty] | IS | 4503-VZ-DM-T51202009 |  |  |  | 5120-FY-261/5120-DSB-001 | [28 empty] | 5120-DSB-001 |  |  |  |  | 17 | 3
| 5120-FT-262 |  | 5120-FD-262 | FLOW TRANSMITTER - VORTEX |  |  | AIRH | DCS | Field | [7 empty] | IS | 4503-VZ-DM-T51202003 |  |  |  | 5120-FT-262/5120-DSB-001 | [28 empty] | 5120-DSB-001 |  |  |  |  | 17 | 4
| 5120-FY-262 |  | 5120-FD-262 | E/P POSITIONER |  |  | AORH | DCS | Field | [7 empty] | IS | 4503-VZ-DM-T51202003 |  |  |  | 5120-FY-262/5120-DSB-001 | [28 empty] | 5120-DSB-001 |  |  |  |  | 18 | 1
| 5120-FT-263 |  | 5120-FD-263 | FLOW TRANSMITTER - VORTEX |  |  | AIRH | DCS | Field | [7 empty] | IS | 4503-VZ-DM-T51202003 |  |  |  | 5120-FT-263/5120-DSB-001 | [28 empty] | 5120-DSB-001 |  |  |  |  | 18 | 2
| 5120-PT-401 |  | 5120-PD-401 | PRESSURE TRANSMITTER |  |  | AIRH | DCS | Field | [7 empty] | IS | 4503-VZ-DM-T51202002 |  |  |  | 5120-PT-401/5120-DSB-001 | [28 empty] | 5120-DSB-001 |  |  |  |  | 18 | 3
| 5120-PT-522 |  | 5120-PD-522 | PRESSURE TRANSMITTER |  |  | AIRH | DCS | Field | [7 empty] | IS | 4503-VZ-DM-T51202003 |  |  |  | 5120-PT-522/5120-DSB-001 | [28 empty] | 5120-DSB-001 |  |  |  |  | 18 | 4
| 5120-PY-522 |  | 5120-PD-522 | E/P POSITIONER |  |  | AORH | DCS | Field | [7 empty] | IS | 4503-VZ-DM-T51202003 |  |  |  | 5120-PY-522/5120-DSB-001 | [28 empty] | 5120-DSB-001 |  |  |  |  | 19 | 1
| 5120-PT-523 |  | 5120-PD-523 | PRESSURE TRANSMITTER |  |  | AIRH | DCS | Field | [7 empty] | IS | 4503-VZ-DM-T51202003 |  |  |  | 5120-PT-523/5120-DSB-001 | [28 empty] | 5120-DSB-001 |  |  |  |  | 19 | 2
| 5120-PY-525 |  | 5120-PD-525 | E/P POSITIONER |  |  | AORH | DCS | Field | [7 empty] | IS | 4503-VZ-DM-T51202003 |  |  |  | 5120-PY-525/5120-DSB-001 | [28 empty] | 5120-DSB-001 |  |  |  |  | 19 | 3
| 5120-PT-485 |  | 5120-XZ-848 | PRESSURE TRANSMITTER |  |  | AIRH | DCS | Field | [7 empty] | IS | 4503-VZ-DM-T51202002 | 5120-XZV-848 |  |  | 5120-PT-485/5120-DSB-001 | [28 empty] | 5120-DSB-001 |  |  |  |  | 19 | 4
| 5699-PT-422 |  | 5699-PD-422 | PRESSURE TRANSMITTER |  |  | AIRH | DCS | Field | [7 empty] | IS | 4503-WZ-DM-T56992002 |  |  |  | 5699-PT-422/5120-DSB-001 | [28 empty] | 5120-DSB-001 |  |  |  |  | 20 | 1
| 5699-PT-426 |  | 5699-PD-426 | PRESSURE TRANSMITTER |  |  | AIRH | DCS | Field | [7 empty] | IS | 4503-WZ-DM-T56992002 |  |  |  | 5699-PT-426/5120-DSB-001 | [28 empty] | 5120-DSB-001 |  |  |  |  | 20 | 2
| 5699-TT-612 |  | 5699-TD-612 | TEMPERATURE TRANSM. - HEAD MOUNT |  |  | AIRH | DCS | Field | [7 empty] | IS | 4503-WZ-DM-T56992002 |  |  |  | 5699-TT-612/5120-DSB-001 | [28 empty] | 5120-DSB-001 |  |  |  |  | 20 | 3
| SPARE | [49 empty] | 5120-DSB-001 |  |  |  |  | 20 | 4
| SPARE | [49 empty] | 5120-DSB-001 |  |  |  |  | 21 | 1
| SPARE | [49 empty] | 5120-DSB-001 |  |  |  |  | 21 | 2
| SPARE | [49 empty] | 5120-DSB-001 |  |  |  |  | 21 | 3
| SPARE | [49 empty] | 5120-DSB-001 |  |  |  |  | 21 | 4
| SPARE | [49 empty] | 5120-DSB-001 |  |  |  |  | 22 | 1
| SPARE | [49 empty] | 5120-DSB-001 |  |  |  |  | 22 | 2
| SPARE | [49 empty] | 5120-DSB-001 |  |  |  |  | 22 | 3
| SPARE | [49 empty] | 5120-DSB-001 |  |  |  |  | 22 | 4
| SPARE | [49 empty] | 5120-DSB-001 |  |  |  |  | 23 | 1
| SPARE | [49 empty] | 5120-DSB-001 |  |  |  |  | 23 | 2
| SPARE | [49 empty] | 5120-DSB-001 |  |  |  |  | 23 | 3
| SPARE | [49 empty] | 5120-DSB-001 |  |  |  |  | 23 | 4
| SPARE | [49 empty] | 5120-DSB-001 |  |  |  |  | 24 | 1
| SPARE | [49 empty] | 5120-DSB-001 |  |  |  |  | 24 | 2
| SPARE | [49 empty] | 5120-DSB-001 |  |  |  |  | 24 | 3
| SPARE | [49 empty] | 5120-DSB-001 |  |  |  |  | 24 | 4
| 5110-HY-192P |  | 5110-HD-192P | PUMP STROKE ADJUSTMENT |  |  | AORH | DCS | Field | [7 empty] | IS | 4503-GG-VD-BD034T0151P1013AB086 | 51-P-1013A | 51-P-1013 A/B | 51-P-1013_G1 | 5110-HY-192P/5120-DSB-002 | [28 empty] | 5120-DSB-002 |  |  |  |  | 1 | 1
| 5110-HY-194P |  | 5110-HD-192P | PUMP STROKE ADJUSTMENT |  |  | AORH | DCS | Field | [7 empty] | IS | 4503-GG-VD-BD034T0151P1013AB086 | 51-P-1013A | 51-P-1013 A/B | 51-P-1013_G1 | 5110-HY-194P/5120-DSB-002 | [28 empty] | 5120-DSB-002 |  |  |  |  | 1 | 2
| 5110-PT-504P |  | 5110-PD-504P | PRESSURE TRANSMITTER |  |  | AIRH | DCS | Field | [7 empty] | IS | 4503-GG-VD-BD034T0151P1013AB086 | 51-P-1013A | 51-P-1013 A/B | 51-P-1013_G1 | 5110-PT-504P/5120-DSB-002 | [28 empty] | 5120-DSB-002 |  |  |  |  | 1 | 3
| 5110-PT-509P |  | 5110-PD-509P | PRESSURE TRANSMITTER |  |  | AIRH | DCS | Field | [7 empty] | IS | 4503-GG-VD-BD034T0151P1013AB086 | 51-P-1013A | 51-P-1013 A/B | 51-P-1013_G1 | 5110-PT-509P/5120-DSB-002 | [28 empty] | 5120-DSB-002 |  |  |  |  | 1 | 4
| 5110-HY-196P |  | 5110-HD-192P | PUMP STROKE ADJUSTMENT |  |  | AORH | DCS | Field | [7 empty] | IS | 4503-GG-VD-BD034T0151P1013AB086 | 51-P-1013A | 51-P-1013 A/B | 51-P-1013_G1 | 5110-HY-196P/5120-DSB-002 | [28 empty] | 5120-DSB-002 |  |  |  |  | 2 | 1
| 5670-PIT-451P |  | 5670-PD-451P | PRESSURE IND. TRANSMITTER |  |  | AIRH | DCS | Field | [7 empty] | IS | 4503-GG-VD-BD018T0156P7001AB066 | 56-P-7001A | 56-P-7001 A/B | 56-P-7001_G1 | 5670-PIT-451P/5120-DSB-002 | [28 empty] | 5120-DSB-002 |  |  |  |  | 2 | 2
| 5670-TT-651P |  | 5670-TD-651P | TEMPERATURE TRANSM. - HEAD MOUNT |  |  | AIRH | DCS | Field | [7 empty] | IS | 4503-GG-VD-BD018T0156P7001AB066 | 56-P-7001A | 56-P-7001 A/B | 56-P-7001_G1 | 5670-TT-651P/5120-DSB-002 | [28 empty] | 5120-DSB-002 |  |  |  |  | 2 | 3
| 5670-TT-652P |  | 5670-TD-652P | TEMPERATURE TRANSM. - HEAD MOUNT |  |  | AIRH | DCS | Field | [7 empty] | IS | 4503-GG-VD-BD018T0156P7001AB066 | 56-P-7001A | 56-P-7001 A/B | 56-P-7001_G1 | 5670-TT-652P/5120-DSB-002 | [28 empty] | 5120-DSB-002 |  |  |  |  | 2 | 4
| 5110-HY-193P |  | 5110-HD-193P | PUMP STROKE ADJUSTMENT |  |  | AORH | DCS | Field | [7 empty] | IS | 4503-GG-VD-BD034T0151P1013AB086 | 51-P-1013B | 51-P-1013 A/B | 51-P-1013_G2 | 5110-HY-193P/5120-DSB-002 | [28 empty] | 5120-DSB-002 |  |  |  |  | 3 | 1
| 5110-HY-195P |  | 5110-HD-193P | PUMP STROKE ADJUSTMENT |  |  | AORH | DCS | Field | [7 empty] | IS | 4503-GG-VD-BD034T0151P1013AB086 | 51-P-1013B | 51-P-1013 A/B | 51-P-1013_G2 | 5110-HY-195P/5120-DSB-002 | [28 empty] | 5120-DSB-002 |  |  |  |  | 3 | 2
| 5110-PT-505P |  | 5110-PD-505P | PRESSURE TRANSMITTER |  |  | AIRH | DCS | Field | [7 empty] | IS | 4503-GG-VD-BD034T0151P1013AB086 | 51-P-1013B | 51-P-1013 A/B | 51-P-1013_G2 | 5110-PT-505P/5120-DSB-002 | [28 empty] | 5120-DSB-002 |  |  |  |  | 3 | 3
| 5110-PT-510P |  | 5110-PD-510P | PRESSURE TRANSMITTER |  |  | AIRH | DCS | Field | [7 empty] | IS | 4503-GG-VD-BD034T0151P1013AB086 | 51-P-1013B | 51-P-1013 A/B | 51-P-1013_G2 | 5110-PT-510P/5120-DSB-002 | [28 empty] | 5120-DSB-002 |  |  |  |  | 3 | 4
| 5110-HY-197P |  | 5110-HD-193P | PUMP STROKE ADJUSTMENT |  |  | AORH | DCS | Field | [7 empty] | IS | 4503-GG-VD-BD034T0151P1013AB086 | 51-P-1013B | 51-P-1013 A/B | 51-P-1013_G2 | 5110-HY-197P/5120-DSB-002 | [28 empty] | 5120-DSB-002 |  |  |  |  | 4 | 1
| 5670-PIT-452P |  | 5670-PD-452P | PRESSURE IND. TRANSMITTER |  |  | AIRH | DCS | Field | [7 empty] | IS | 4503-GG-VD-BD018T0156P7001AB066 | 56-P-7001B | 56-P-7001 A/B | 56-P-7001_G2 | 5670-PIT-452P/5120-DSB-002 | [28 empty] | 5120-DSB-002 |  |  |  |  | 4 | 2
| 5670-TT-654P |  | 5670-TD-654P | TEMPERATURE TRANSM. - HEAD MOUNT |  |  | AIRH | DCS | Field | [7 empty] | IS | 4503-GG-VD-BD018T0156P7001AB066 | 56-P-7001B | 56-P-7001 A/B | 56-P-7001_G2 | 5670-TT-654P/5120-DSB-002 | [28 empty] | 5120-DSB-002 |  |  |  |  | 4 | 3
| 5670-TT-655P |  | 5670-TD-655P | TEMPERATURE TRANSM. - HEAD MOUNT |  |  | AIRH | DCS | Field | [7 empty] | IS | 4503-GG-VD-BD018T0156P7001AB066 | 56-P-7001B | 56-P-7001 A/B | 56-P-7001_G2 | 5670-TT-655P/5120-DSB-002 | [28 empty] | 5120-DSB-002 |  |  |  |  | 4 | 4
| 5110-FT-212 |  | 5110-FD-212 | FLOW TRANSMITTER - VORTEX |  |  | AIRH | DCS | Field | [7 empty] | IS | 4503-VZ-DM-T51102006 |  |  |  | 5110-FT-212/5120-DSB-002 | [28 empty] | 5120-DSB-002 |  |  |  |  | 5 | 1
| 5110-FT-256 |  | 5110-FD-256 | FLOW TRANSMITTER - CORIOLIS |  |  | AIRH | DCS | Field |  |  |  |  | 230 VAC |  |  | IS | 4503-VZ-DM-T51102024 |  |  |  | 5110-FT-256/5120-DSB-002 | [28 empty] | 5120-DSB-002 |  |  |  |  | 5 | 2
| 5110-FY-256 |  | 5110-FD-256 | E/P POSITIONER |  |  | AORH | DCS | Field | [7 empty] | IS | 4503-VZ-DM-T51102024 |  |  |  | 5110-FY-256/5120-DSB-002 | [28 empty] | 5120-DSB-002 |  |  |  |  | 5 | 3
| 5110-FIT-278 |  | 5110-FD-278 | FLOW IND. TRANSM. - VORTEX REMOTE MOUNT |  |  | AIRH | DCS | Field | [7 empty] | IS | 4503-VZ-DM-T51102005 |  |  |  | 5110-FIT-278/5120-DSB-002 | [28 empty] | 5120-DSB-002 |  |  |  |  | 5 | 4
| 5110-FIT-279 |  | 5110-FD-279 | FLOW IND. TRANSM. - VORTEX REMOTE MOUNT |  |  | AIRH | DCS | Field | [7 empty] | IS | 4503-VZ-DM-T51102005 |  |  |  | 5110-FIT-279/5120-DSB-002 | [28 empty] | 5120-DSB-002 |  |  |  |  | 6 | 1
| 5110-LT-332 |  | 5110-LD-332 | LEVEL TRANSMITTER - GW RADAR |  |  | AIRH | DCS | Field | [7 empty] | IS | 4503-VZ-DM-T51102024 | 51-V-1014 |  |  | 5110-LT-332/5120-DSB-002 | [28 empty] | 5120-DSB-002 |  |  |  |  | 6 | 2
| 5110-PT-419 |  | 5110-PD-419 | PRESSURE TRANSMITTER |  |  | AIRH | DCS | Field | [7 empty] | IS | 4503-VZ-DM-T51102005 |  |  |  | 5110-PT-419/5120-DSB-002 | [28 empty] | 5120-DSB-002 |  |  |  |  | 6 | 3
| 5110-PY-419 |  | 5110-PD-419 | E/P POSITIONER |  |  | AORH | DCS | Field | [7 empty] | IS | 4503-VZ-DM-T51102005 |  |  |  | 5110-PY-419/5120-DSB-002 | [28 empty] | 5120-DSB-002 |  |  |  |  | 6 | 4
| 5110-PT-421 |  | 5110-PD-421 | PRESSURE TRANSMITTER |  |  | AIRH | DCS | Field | [7 empty] | IS | 4503-VZ-DM-T51102005 |  |  |  | 5110-PT-421/5120-DSB-002 | [28 empty] | 5120-DSB-002 |  |  |  |  | 7 | 1
| 5110-PY-421 |  | 5110-PD-421 | E/P POSITIONER |  |  | AORH | DCS | Field | [7 empty] | IS | 4503-VZ-DM-T51102005 |  |  |  | 5110-PY-421/5120-DSB-002 | [28 empty] | 5120-DSB-002 |  |  |  |  | 7 | 2
| 5110-PT-428 |  | 5110-PD-428 | PRESSURE TRANSMITTER |  |  | AIRH | DCS | Field | [7 empty] | IS | 4503-VZ-DM-T51102006 |  |  |  | 5110-PT-428/5120-DSB-002 | [28 empty] | 5120-DSB-002 |  |  |  |  | 7 | 3
| 5110-PY-428 |  | 5110-PD-428 | E/P POSITIONER |  |  | AORH | DCS | Field | [7 empty] | IS | 4503-VZ-DM-T51102006 |  |  |  | 5110-PY-428/5120-DSB-002 | [28 empty] | 5120-DSB-002 |  |  |  |  | 7 | 4
| 5110-PT-511 |  | 5110-PD-511 | PRESSURE TRANSMITTER |  |  | AIRH | DCS | Field | [7 empty] | IS | 4503-VZ-DM-T51102024 |  |  |  | 5110-PT-511/5120-DSB-002 | [28 empty] | 5120-DSB-002 |  |  |  |  | 8 | 1
| 5110-PY-511A |  | 5110-PD-511 | E/P POSITIONER |  |  | AORH | DCS | Field | [7 empty] | IS | 4503-VZ-DM-T51102024 |  |  |  | 5110-PY-511A/5120-DSB-002 | [28 empty] | 5120-DSB-002 |  |  |  |  | 8 | 2
| 5110-PY-511B |  | 5110-PD-511 | E/P POSITIONER |  |  | AORH | DCS | Field | [7 empty] | IS | 4503-VZ-DM-T51102024 |  |  |  | 5110-PY-511B/5120-DSB-002 | [28 empty] | 5120-DSB-002 |  |  |  |  | 8 | 3
| 5120-FT-201 |  | 5120-FD-201 | FLOW TRANSMITTER - VORTEX |  |  | AIRH | DCS | Field | [7 empty] | IS | 4503-VZ-DM-T51202008 |  |  |  | 5120-FT-201/5120-DSB-002 | [28 empty] | 5120-DSB-002 |  |  |  |  | 8 | 4
| 5120-FY-201 |  | 5120-FD-201 | E/P POSITIONER |  |  | AORH | DCS | Field | [7 empty] | IS | 4503-VZ-DM-T51202008 |  |  |  | 5120-FY-201/5120-DSB-002 | [28 empty] | 5120-DSB-002 |  |  |  |  | 9 | 1
| 5120-FY-271 |  | 5120-FD-271 | E/P POSITIONER |  |  | AORH | DCS | Field | [7 empty] | IS | 4503-VZ-DM-T51202006 |  |  |  | 5120-FY-271/5120-DSB-002 | [28 empty] | 5120-DSB-002 |  |  |  |  | 9 | 2
| 5120-FT-273 |  | 5120-FD-273 | FLOW TRANSMITTER - VORTEX |  |  | AIRH | DCS | Field | [7 empty] | IS | 4503-VZ-DM-T51202007 |  |  |  | 5120-FT-273/5120-DSB-002 | [28 empty] | 5120-DSB-002 |  |  |  |  | 9 | 3
| 5120-FT-274 |  | 5120-FD-274 | FLOW TRANSMITTER - VORTEX |  |  | AIRH | DCS | Field | [7 empty] | IS | 4503-VZ-DM-T51202007 |  |  |  | 5120-FT-274/5120-DSB-002 | [28 empty] | 5120-DSB-002 |  |  |  |  | 9 | 4
| 5120-FY-274 |  | 5120-FD-274 | E/P POSITIONER |  |  | AORH | DCS | Field | [7 empty] | IS | 4503-VZ-DM-T51202007 |  |  |  | 5120-FY-274/5120-DSB-002 | [28 empty] | 5120-DSB-002 |  |  |  |  | 10 | 1
| 5120-FT-276 |  | 5120-FD-276 | FLOW TRANSMITTER - VORTEX |  |  | AIRH | DCS | Field | [7 empty] | IS | 4503-VZ-DM-T51202008 |  |  |  | 5120-FT-276/5120-DSB-002 | [28 empty] | 5120-DSB-002 |  |  |  |  | 10 | 2
| 5120-FY-276 |  | 5120-FD-276 | E/P POSITIONER |  |  | AORH | DCS | Field | [7 empty] | IS | 4503-VZ-DM-T51202008 |  |  |  | 5120-FY-276/5120-DSB-002 | [28 empty] | 5120-DSB-002 |  |  |  |  | 10 | 3
| 5120-LT-354 |  | 5120-LD-354 | LEVEL TRANSM. - GWR EXT. CHAMBER |  |  | AIRH | DCS | Field | [7 empty] | IS | 4503-VZ-DM-T51202006 | 51-V-2007B |  |  | 5120-LT-354/5120-DSB-002 | [28 empty] | 5120-DSB-002 |  |  |  |  | 10 | 4
| 5120-LY-354 |  | 5120-LD-354 | E/P POSITIONER |  |  | AORH | DCS | Field | [7 empty] | IS | 4503-VZ-DM-T51202007 |  |  |  | 5120-LY-354/5120-DSB-002 | [28 empty] | 5120-DSB-002 |  |  |  |  | 11 | 1
| 5120-LT-355 |  | 5120-LD-355 | LEVEL TRANSM. - GWR EXT. CHAMBER |  |  | AIRH | DCS | Field | [7 empty] | IS | 4503-VZ-DM-T51202006 | 51-V-2007A |  |  | 5120-LT-355/5120-DSB-002 | [28 empty] | 5120-DSB-002 |  |  |  |  | 11 | 2
| 5120-LT-359 |  | 5120-LD-359 | LEVEL TRANSM. - GWR EXT. CHAMBER |  |  | AIRH | DCS | Field | [7 empty] | IS | 4503-VZ-DM-T51202008 | 51-V-2006 |  |  | 5120-LT-359/5120-DSB-002 | [28 empty] | 5120-DSB-002 |  |  |  |  | 11 | 3
| 5120-LY-359 |  | 5120-LD-359 | E/P POSITIONER |  |  | AORH | DCS | Field | [7 empty] | IS | 4503-VZ-DM-T51202008 |  |  |  | 5120-LY-359/5120-DSB-002 | [28 empty] | 5120-DSB-002 |  |  |  |  | 11 | 4
| 5120-PDT-527 |  | 5120-PD-527 | PRESSURE DIFFERENTIAL TRANSMITTER |  |  | AIRH | DCS | Field | [7 empty] | IS | 4503-VZ-DM-T51202002 | 51-C-2002 |  |  | 5120-PDT-527/5120-DSB-002 | [28 empty] | 5120-DSB-002 |  |  |  |  | 12 | 1
| 5120-PT-534 |  | 5120-PD-534 | PRESSURE TRANSMITTER |  |  | AIRH | DCS | Field | [7 empty] | IS | 4503-VZ-DM-T51202005 |  |  |  | 5120-PT-534/5120-DSB-002 | [28 empty] | 5120-DSB-002 |  |  |  |  | 12 | 2
| 5120-PT-536 |  | 5120-PD-536 | PRESSURE TRANSMITTER |  |  | AIRH | DCS | Field | [7 empty] | IS | 4503-VZ-DM-T51202004 |  |  |  | 5120-PT-536/5120-DSB-002 | [28 empty] | 5120-DSB-002 |  |  |  |  | 12 | 3
| 5120-PDT-539 |  | 5120-PD-539 | PRESSURE DIFFERENTIAL TRANSMITTER |  |  | AIRH | DCS | Field | [7 empty] | IS | 4503-VZ-DM-T51202004 | 51-C-2004 |  |  | 5120-PDT-539/5120-DSB-002 | [28 empty] | 5120-DSB-002 |  |  |  |  | 12 | 4
| 5120-PY-545A |  | 5120-PD-545 | E/P POSITIONER |  |  | AORH | DCS | Field | [7 empty] | IS | 4503-VZ-DM-T51202006 |  |  |  | 5120-PY-545A/5120-DSB-002 | [28 empty] | 5120-DSB-002 |  |  |  |  | 13 | 1
| 5120-PY-545B |  | 5120-PD-545 | E/P POSITIONER |  |  | AORH | DCS | Field | [7 empty] | IS | 4503-VZ-DM-T51202006 |  |  |  | 5120-PY-545B/5120-DSB-002 | [28 empty] | 5120-DSB-002 |  |  |  |  | 13 | 2
| 5120-PT-552 |  | 5120-PD-552 | PRESSURE TRANSMITTER |  |  | AIRH | DCS | Field | [7 empty] | IS | 4503-VZ-DM-T51202008 |  |  |  | 5120-PT-552/5120-DSB-002 | [28 empty] | 5120-DSB-002 |  |  |  |  | 13 | 3
| 5120-TT-680 |  | 5120-TD-680 | TEMPERATURE TRANSM. - HEAD MOUNT |  |  | AIRH | DCS | Field | [7 empty] | IS | 4503-VZ-DM-T51202001 |  |  |  | 5120-TT-680/5120-DSB-002 | [28 empty] | 5120-DSB-002 |  |  |  |  | 13 | 4
| 5120-PY-546A |  | 5120-PD-546 | E/P POSITIONER |  |  | AORH | DCS | Field | [7 empty] | IS | 4503-VZ-DM-T51202006 |  |  |  | 5120-PY-546A/5120-DSB-002 | [28 empty] | 5120-DSB-002 |  |  |  |  | 14 | 1
| 5120-PY-546B |  | 5120-PD-546 | E/P POSITIONER |  |  | AORH | DCS | Field | [7 empty] | IS | 4503-VZ-DM-T51202006 |  |  |  | 5120-PY-546B/5120-DSB-002 | [28 empty] | 5120-DSB-002 |  |  |  |  | 14 | 2
| 5120-TT-684 |  | 5120-TD-684 | TEMPERATURE TRANSM. - HEAD MOUNT |  |  | AIRH | DCS | Field | [7 empty] | IS | 4503-VZ-DM-T51202003 |  |  |  | 5120-TT-684/5120-DSB-002 | [28 empty] | 5120-DSB-002 |  |  |  |  | 14 | 3
| 5120-TT-685 |  | 5120-TD-685 | TEMPERATURE TRANSM. - HEAD MOUNT |  |  | AIRH | DCS | Field | [7 empty] | IS | 4503-VZ-DM-T51202003 |  |  |  | 5120-TT-685/5120-DSB-002 | [28 empty] | 5120-DSB-002 |  |  |  |  | 14 | 4
| 5120-PY-552A |  | 5120-PD-552 | E/P POSITIONER |  |  | AORH | DCS | Field | [7 empty] | IS | 4503-VZ-DM-T51202008 |  |  |  | 5120-PY-552A/5120-DSB-002 | [28 empty] | 5120-DSB-002 |  |  |  |  | 15 | 1
| 5120-PY-552B |  | 5120-PD-552 | E/P POSITIONER |  |  | AORH | DCS | Field | [7 empty] | IS | 4503-VZ-DM-T51202008 |  |  |  | 5120-PY-552B/5120-DSB-002 | [28 empty] | 5120-DSB-002 |  |  |  |  | 15 | 2
| 5120-TT-689 |  | 5120-TD-689 | TEMPERATURE TRANSM. - HEAD MOUNT |  |  | AIRH | DCS | Field | [7 empty] | IS | 4503-VZ-DM-T51202002 |  |  |  | 5120-TT-689/5120-DSB-002 | [28 empty] | 5120-DSB-002 |  |  |  |  | 15 | 3
| 5120-TT-690 |  | 5120-TD-690 | TEMPERATURE TRANSM. - HEAD MOUNT |  |  | AIRH | DCS | Field | [7 empty] | IS | 4503-VZ-DM-T51202002 |  |  |  | 5120-TT-690/5120-DSB-002 | [28 empty] | 5120-DSB-002 |  |  |  |  | 15 | 4
| 5120-TT-701 |  | 5120-TD-701 | TEMPERATURE TRANSM. - HEAD MOUNT |  |  | AIRH | DCS | Field | [7 empty] | IS | 4503-VZ-DM-T51202004 |  |  |  | 5120-TT-701/5120-DSB-002 | [28 empty] | 5120-DSB-002 |  |  |  |  | 16 | 1
| 5120-TT-707 |  | 5120-TD-707 | TEMPERATURE TRANSM. - HEAD MOUNT |  |  | AIRH | DCS | Field | [7 empty] | IS | 4503-VZ-DM-T51202006 | 51-V-2007A |  |  | 5120-TT-707/5120-DSB-002 | [28 empty] | 5120-DSB-002 |  |  |  |  | 16 | 2
| 5120-TT-708 |  | 5120-TD-708 | TEMPERATURE TRANSM. - HEAD MOUNT |  |  | AIRH | DCS | Field | [7 empty] | IS | 4503-VZ-DM-T51202006 | 51-V-2007B |  |  | 5120-TT-708/5120-DSB-002 | [28 empty] | 5120-DSB-002 |  |  |  |  | 16 | 3
| 5120-TT-711 |  | 5120-TD-711 | TEMPERATURE TRANSM. - HEAD MOUNT |  |  | AIRH | DCS | Field | [7 empty] | IS | 4503-VZ-DM-T51202008 | 51-V-2006 |  |  | 5120-TT-711/5120-DSB-002 | [28 empty] | 5120-DSB-002 |  |  |  |  | 16 | 4
| 5120-XZSC-852 |  | 5120-XZ-852 | LIMIT SWITCH - CLOSE |  |  | DIR | DCS | Field | [7 empty] | IS | 4503-VZ-DM-T51202006 |  |  |  | 5120-XZSC-852/5120-DSB-002 | [28 empty] | 5120-DSB-002 |  |  |  |  | 17 | 1
| 5120-XZSO-852 |  | 5120-XZ-852 | LIMIT SWITCH - OPEN |  |  | DIR | DCS | Field | [7 empty] | IS | 4503-VZ-DM-T51202006 |  |  |  | 5120-XZSO-852/5120-DSB-002 | [28 empty] | 5120-DSB-002 |  |  |  |  | 17 | 2
| 5120-XZSC-857 |  | 5120-XZ-857 | LIMIT SWITCH - CLOSE |  |  | DIR | DCS | Field | [7 empty] | IS | 4503-VZ-DM-T51202006 |  |  |  | 5120-XZSC-857/5120-DSB-002 | [28 empty] | 5120-DSB-002 |  |  |  |  | 17 | 3
| 5120-XZSO-857 |  | 5120-XZ-857 | LIMIT SWITCH - OPEN |  |  | DIR | DCS | Field | [7 empty] | IS | 4503-VZ-DM-T51202006 |  |  |  | 5120-XZSO-857/5120-DSB-002 | [28 empty] | 5120-DSB-002 |  |  |  |  | 17 | 4
| 5670-LT-301 |  | 5670-LD-301 | LEVEL TRANSMITTER - GW RADAR |  |  | AIRH | DCS | Field | [7 empty] | IS | 4503-VZ-DM-T56702001 | 56-V-7001 |  |  | 5670-LT-301/5120-DSB-002 | [28 empty] | 5120-DSB-002 |  |  |  |  | 18 | 1
| 5670-LT-304 |  | 5670-LD-304 | LEVEL TRANSMITTER - GW RADAR |  |  | AIRH | DCS | Field | [7 empty] | IS | 4503-VZ-DM-T56702001 | 56-V-7001 |  |  | 5670-LT-304/5120-DSB-002 | [28 empty] | 5120-DSB-002 |  |  |  |  | 18 | 2
| 5670-PT-412 |  | 5670-PD-412 | PRESSURE TRANSMITTER |  |  | AIRH | DCS | Field | [7 empty] | IS | 4503-VZ-DM-T56702001 | 56-V-7001 |  |  | 5670-PT-412/5120-DSB-002 | [28 empty] | 5120-DSB-002 |  |  |  |  | 18 | 3
| 5670-TT-601 |  | 5670-TD-601 | TEMPERATURE TRANSM. - HEAD MOUNT |  |  | AIRH | DCS | Field | [7 empty] | IS | 4503-VZ-DM-T56702001 | 56-V-7001 |  |  | 5670-TT-601/5120-DSB-002 | [28 empty] | 5120-DSB-002 |  |  |  |  | 18 | 4
| 5670-XZSC-801 |  | 5670-XD-801 | LIMIT SWITCH - CLOSE |  |  | DIR | DCS | Field | [7 empty] | IS | 4503-VZ-DM-T56702001 |  |  |  | 5670-XZSC-801/5120-DSB-002 | [28 empty] | 5120-DSB-002 |  |  |  |  | 19 | 1
| 5670-XZSO-801 |  | 5670-XD-801 | LIMIT SWITCH - OPEN |  |  | DIR | DCS | Field | [7 empty] | IS | 4503-VZ-DM-T56702001 |  |  |  | 5670-XZSO-801/5120-DSB-002 | [28 empty] | 5120-DSB-002 |  |  |  |  | 19 | 2
| SPARE | [49 empty] | 5120-DSB-002 |  |  |  |  | 19 | 3
| SPARE | [49 empty] | 5120-DSB-002 |  |  |  |  | 19 | 4
| SPARE | [49 empty] | 5120-DSB-002 |  |  |  |  | 20 | 1
| SPARE | [49 empty] | 5120-DSB-002 |  |  |  |  | 20 | 2
| SPARE | [49 empty] | 5120-DSB-002 |  |  |  |  | 20 | 3
| SPARE | [49 empty] | 5120-DSB-002 |  |  |  |  | 20 | 4
| SPARE | [49 empty] | 5120-DSB-002 |  |  |  |  | 21 | 1
| SPARE | [49 empty] | 5120-DSB-002 |  |  |  |  | 21 | 2
| SPARE | [49 empty] | 5120-DSB-002 |  |  |  |  | 21 | 3
| SPARE | [49 empty] | 5120-DSB-002 |  |  |  |  | 21 | 4
| SPARE | [49 empty] | 5120-DSB-002 |  |  |  |  | 22 | 1
| SPARE | [49 empty] | 5120-DSB-002 |  |  |  |  | 22 | 2
| SPARE | [49 empty] | 5120-DSB-002 |  |  |  |  | 22 | 3
| SPARE | [49 empty] | 5120-DSB-002 |  |  |  |  | 22 | 4
| SPARE | [49 empty] | 5120-DSB-002 |  |  |  |  | 23 | 1
| SPARE | [49 empty] | 5120-DSB-002 |  |  |  |  | 23 | 2
| SPARE | [49 empty] | 5120-DSB-002 |  |  |  |  | 23 | 3
| SPARE | [49 empty] | 5120-DSB-002 |  |  |  |  | 23 | 4
| SPARE | [49 empty] | 5120-DSB-002 |  |  |  |  | 24 | 1
| SPARE | [49 empty] | 5120-DSB-002 |  |  |  |  | 24 | 2
| SPARE | [49 empty] | 5120-DSB-002 |  |  |  |  | 24 | 3
| SPARE | [49 empty] | 5120-DSB-002 |  |  |  |  | 24 | 4
| 5110-PT-521P |  | 5110-PD-521P | PRESSURE TRANSMITTER |  |  | AIRH | DCS | Field | [7 empty] | IS | 4503-VZ-DM-T51102005 | 51-P-1012A | 51-P-1012 A/B | 51-P-1012_G2 | 5110-PT-521P/5120-DSB-003 | [28 empty] | 5120-DSB-003 |  |  |  |  | 1 | 1
| 5110-PT-522P |  | 5110-PD-522P | PRESSURE TRANSMITTER |  |  | AIRH | DCS | Field | [7 empty] | IS | 4503-VZ-DM-T51102005 | 51-P-1012B | 51-P-1012 A/B | 51-P-1012_G2 | 5110-PT-522P/5120-DSB-003 | [28 empty] | 5120-DSB-003 |  |  |  |  | 1 | 2
| 5110-PT-524P |  | 5110-PD-524P | PRESSURE TRANSMITTER |  |  | AIRH | DCS | Field | [7 empty] | IS | 4503-VZ-DM-T51102020 | 51-P-1010B | 51-P-1010 A/B | 51-P-1010_G2 | 5110-PT-524P/5120-DSB-003 | [28 empty] | 5120-DSB-003 |  |  |  |  | 1 | 3
| SPARE | [49 empty] | 5120-DSB-003 |  |  |  |  | 1 | 4
| 5110-PT-523P |  | 5110-PD-523P | PRESSURE TRANSMITTER |  |  | AIRH | DCS | Field | [7 empty] | IS | 4503-VZ-DM-T51102020 | 51-P-1010A | 51-P-1010 A/B | 51-P-1010_G1 | 5110-PT-523P/5120-DSB-003 | [28 empty] | 5120-DSB-003 |  |  |  |  | 2 | 1
| SPARE | [49 empty] | 5120-DSB-003 |  |  |  |  | 2 | 2
| SPARE | [49 empty] | 5120-DSB-003 |  |  |  |  | 2 | 3
| SPARE | [49 empty] | 5120-DSB-003 |  |  |  |  | 2 | 4
| 5110-HY-188P |  | 5110-HD-188P | PUMP STROKE ADJUSTMENT |  |  | AORH | DCS | Field | [7 empty] | NIS | 4503-VZ-DM-T51102005 | 51-P-1012A | 51-P-1012A/B | 51-P-1012_G1 | 5110-HY-188P/5120-DSB-003 | [28 empty] | 5120-DSB-003 |  |  |  |  | 3 | 1
| 5110-HY-190P |  | 5110-HD-190P | PUMP STROKE ADJUSTMENT |  |  | AORH | DCS | Field | [7 empty] | NIS | 4503-VZ-DM-T51102005 | 51-P-1012A | 51-P-1012A/B | 51-P-1012_G1 | 5110-HY-190P/5120-DSB-003 | [28 empty] | 5120-DSB-003 |  |  |  |  | 3 | 2
| 5110-FT-224 |  | 5110-FD-224 | FLOW TRANSM. - ULTRASONIC REMOTE MOUNT |  |  | AIRH | DCS | Field |  |  |  |  | 230 VAC |  |  | NIS | 4503-VZ-DM-T51102017 |  |  |  | 5110-FT-224/5120-DSB-003 | [28 empty] | 5120-DSB-003 |  |  |  |  | 3 | 3
| 5110-FT-270 |  | 5110-FD-270 | FLOW TRANSM. - ULTRASONIC REMOTE MOUNT |  |  | AIRH | DCS | Field |  |  |  |  | 230 VAC |  |  | NIS | 4503-VZ-DM-T51102013 |  |  |  | 5110-FT-270/5120-DSB-003 | [28 empty] | 5120-DSB-003 |  |  |  |  | 3 | 4
| 5110-HY-189P |  | 5110-HD-189P | PUMP STROKE ADJUSTMENT |  |  | AORH | DCS | Field | [7 empty] | NIS | 4503-VZ-DM-T51102005 | 51-P-1012B | 51-P-1012A/B | 51-P-1012_G2 | 5110-HY-189P/5120-DSB-003 | [28 empty] | 5120-DSB-003 |  |  |  |  | 4 | 1
| 5110-HY-191P |  | 5110-HD-191P | PUMP STROKE ADJUSTMENT |  |  | AORH | DCS | Field | [7 empty] | NIS | 4503-VZ-DM-T51102005 | 51-P-1012B | 51-P-1012A/B | 51-P-1012_G2 | 5110-HY-191P/5120-DSB-003 | [28 empty] | 5120-DSB-003 |  |  |  |  | 4 | 2
| 5110-FT-280 |  | 5110-FD-280 | FLOW TRANSM. - ULTRASONIC REMOTE MOUNT |  |  | AIRH | DCS | Field |  |  |  |  | 230 VAC |  |  | NIS | 4503-VZ-DM-T51102010 |  |  |  | 5110-FT-280/5120-DSB-003 | [28 empty] | 5120-DSB-003 |  |  |  |  | 4 | 3
| 5110-FT-287 |  | 5110-FD-287 | FLOW TRANSM. - ULTRASONIC REMOTE MOUNT |  |  | AIRH | DCS | Field |  |  |  |  | 230 VAC |  |  | NIS | 4503-VZ-DM-T51102012 |  |  |  | 5110-FT-287/5120-DSB-003 | [28 empty] | 5120-DSB-003 |  |  |  |  | 4 | 4
| 5110-FT-290 |  | 5110-FD-290 | FLOW TRANSM. - ULTRASONIC REMOTE MOUNT |  |  | AIRH | DCS | Field |  |  |  |  | 230 VAC |  |  | NIS | 4503-VZ-DM-T51102011 |  |  |  | 5110-FT-290/5120-DSB-003 | [28 empty] | 5120-DSB-003 |  |  |  |  | 5 | 1
| 5110-LT-305A |  | 5110-LD-305 | LEVEL TRANSM. - GAMMA RAY |  |  | AIRH | DCS | Field |  |  |  |  | 230 VAC |  |  | NIS | 4503-VZ-DM-T51102009 | 51-R-1003 |  |  | 5110-LT-305A/5120-DSB-003 | [28 empty] | 5120-DSB-003 |  |  |  |  | 5 | 2
| 5110-LT-305B |  | 5110-LD-305 | LEVEL TRANSM. - GAMMA RAY |  |  | AIRH | DCS | Field |  |  |  |  | 230 VAC |  |  | NIS | 4503-VZ-DM-T51102009 | 51-R-1003 |  |  | 5110-LT-305B/5120-DSB-003 | [28 empty] | 5120-DSB-003 |  |  |  |  | 5 | 3
| 5110-MZXA-812A |  | 5110-MZ-812 | MOTOR -FAULT |  |  | DIR | DCS | Field | [7 empty] | NIS | 4503-VZ-DM-T51102008 |  |  |  | 5110-MOV-812-03/5120-DSB-003 | [28 empty] | 5120-DSB-003 |  |  |  |  | 5 | 4
| 5110-MZXA-812B |  | 5110-MZ-812 | MOTOR -READY |  |  | DIR | DCS | Field | [7 empty] | NIS | 4503-VZ-DM-T51102008 |  |  |  | 5110-MOV-812-03/5120-DSB-003 | [28 empty] | 5120-DSB-003 |  |  |  |  | 6 | 1
| 5110-MZXA-813A |  | 5110-MZ-813 | MOTOR -FAULT |  |  | DIR | DCS | Field | [7 empty] | NIS | 4503-VZ-DM-T51102008 |  |  |  | 5110-MOV-813-03/5120-DSB-003 | [28 empty] | 5120-DSB-003 |  |  |  |  | 6 | 2
| 5110-MZXA-813B |  | 5110-MZ-813 | MOTOR -READY |  |  | DIR | DCS | Field | [7 empty] | NIS | 4503-VZ-DM-T51102008 |  |  |  | 5110-MOV-813-03/5120-DSB-003 | [28 empty] | 5120-DSB-003 |  |  |  |  | 6 | 3
| 5110-MZXA-814A |  | 5110-MZ-814 | MOTOR -FAULT |  |  | DIR | DCS | Field | [7 empty] | NIS | 4503-VZ-DM-T51102008 |  |  |  | 5110-MOV-814-03/5120-DSB-003 | [28 empty] | 5120-DSB-003 |  |  |  |  | 6 | 4
| 5110-MZXA-814B |  | 5110-MZ-814 | MOTOR -READY |  |  | DIR | DCS | Field | [7 empty] | NIS | 4503-VZ-DM-T51102008 |  |  |  | 5110-MOV-814-03/5120-DSB-003 | [28 empty] | 5120-DSB-003 |  |  |  |  | 7 | 1
| 5110-MZXA-815A |  | 5110-MZ-815 | MOTOR -FAULT |  |  | DIR | DCS | Field | [7 empty] | NIS | 4503-VZ-DM-T51102008 |  |  |  | 5110-MOV-815-03/5120-DSB-003 | [28 empty] | 5120-DSB-003 |  |  |  |  | 7 | 2
| 5110-MZXA-815B |  | 5110-MZ-815 | MOTOR -READY |  |  | DIR | DCS | Field | [7 empty] | NIS | 4503-VZ-DM-T51102008 |  |  |  | 5110-MOV-815-03/5120-DSB-003 | [28 empty] | 5120-DSB-003 |  |  |  |  | 7 | 3
| 5110-MZXA-816A |  | 5110-MZ-816 | MOTOR -FAULT |  |  | DIR | DCS | Field | [7 empty] | NIS | 4503-VZ-DM-T51102009 |  |  |  | 5110-MOV-816-03/5120-DSB-003 | [28 empty] | 5120-DSB-003 |  |  |  |  | 7 | 4
| 5110-MZXA-816B |  | 5110-MZ-816 | MOTOR -READY |  |  | DIR | DCS | Field | [7 empty] | NIS | 4503-VZ-DM-T51102009 |  |  |  | 5110-MOV-816-03/5120-DSB-003 | [28 empty] | 5120-DSB-003 |  |  |  |  | 8 | 1
| 5110-MZXA-817A |  | 5110-MZ-817 | MOTOR -FAULT |  |  | DIR | DCS | Field | [7 empty] | NIS | 4503-VZ-DM-T51102009 |  |  |  | 5110-MOV-817-03/5120-DSB-003 | [28 empty] | 5120-DSB-003 |  |  |  |  | 8 | 2
| 5110-MZXA-817B |  | 5110-MZ-817 | MOTOR -READY |  |  | DIR | DCS | Field | [7 empty] | NIS | 4503-VZ-DM-T51102009 |  |  |  | 5110-MOV-817-03/5120-DSB-003 | [28 empty] | 5120-DSB-003 |  |  |  |  | 8 | 3
| 5110-MZXA-818A |  | 5110-MZ-818 | MOTOR -FAULT |  |  | DIR | DCS | Field | [7 empty] | NIS | 4503-VZ-DM-T51102009 |  |  |  | 5110-MOV-818-03/5120-DSB-003 | [28 empty] | 5120-DSB-003 |  |  |  |  | 8 | 4
| 5110-MZXA-818B |  | 5110-MZ-818 | MOTOR -READY |  |  | DIR | DCS | Field | [7 empty] | NIS | 4503-VZ-DM-T51102009 |  |  |  | 5110-MOV-818-03/5120-DSB-003 | [28 empty] | 5120-DSB-003 |  |  |  |  | 9 | 1
| 5110-MZXA-819A |  | 5110-MZ-819 | MOTOR -FAULT |  |  | DIR | DCS | Field | [7 empty] | NIS | 4503-VZ-DM-T51102009 |  |  |  | 5110-MOV-819-03/5120-DSB-003 | [28 empty] | 5120-DSB-003 |  |  |  |  | 9 | 2
| 5110-MZXA-819B |  | 5110-MZ-819 | MOTOR -READY |  |  | DIR | DCS | Field | [7 empty] | NIS | 4503-VZ-DM-T51102009 |  |  |  | 5110-MOV-819-03/5120-DSB-003 | [28 empty] | 5120-DSB-003 |  |  |  |  | 9 | 3
| 5199-FT-201 |  | 5199-FD-201 | FLOW TRANSM. - ULTRASONIC REMOTE MOUNT |  |  | AIRH | DCS | Field |  |  |  |  | 230 VAC |  |  | NIS | 4503-VZ-DM-T51992002 |  |  |  | 5199-FT-201/5120-DSB-003 | [28 empty] | 5120-DSB-003 |  |  |  |  | 9 | 4
| 5612-FT-211 |  | 5612-FD-211 | FLOW TRANSMITTER - VORTEX |  |  | AIRH | DCS | Field | [7 empty] | NIS | 4503-WZ-DM-T56122701 |  |  |  | 5612-FT-211/5120-DSB-003 | [28 empty] | 5120-DSB-003 |  |  |  |  | 10 | 1
| 5670-FT-201 |  | 5670-FD-201 | FLOW TRANSM. - ULTRASONIC REMOTE MOUNT |  |  | AIRH | DCS | Field |  |  |  |  | 230 VAC |  |  | NIS | 4503-VZ-DM-T56702001 |  |  |  | 5670-FT-201/5120-DSB-003 | [28 empty] | 5120-DSB-003 |  |  |  |  | 10 | 2
| 5670-XY-801 |  | 5670-XD-801 | SOLENOID VALVE |  |  | DOR | DCS | Field | [7 empty] | NIS | 4503-VZ-DM-T56702001 |  |  |  | 5670-XY-801/5120-DSB-003 | [28 empty] | 5120-DSB-003 |  |  |  |  | 10 | 3
| 5670-XY-830 |  | 5670-XD-830 | SOLENOID VALVE |  |  | DOR | DCS | Field | [7 empty] | NIS | 4503-VZ-DM-T56702001 |  |  |  | 5670-XY-830/5120-DSB-003 | [28 empty] | 5120-DSB-003 |  |  |  |  | 10 | 4
| 5699-AT-030 |  | 5699-AD-030 | ANALYZER - HC (IR TYPE) |  |  | AIRH | DCS | Field |  |  |  |  | 24 VDC |  |  | NIS | 4503-WZ-DM-T56992002 |  |  |  | 5699-AT-030/5120-DSB-003 | [28 empty] | 5120-DSB-003 |  |  |  |  | 11 | 1
| 5699-XY-801 |  | 5699-XD-801 | SOLENOID VALVE |  |  | DOR | DCS | Field | [7 empty] | NIS | 4503-WZ-DM-T56992006 |  |  |  | 5699-XY-801/5120-DSB-003 | [28 empty] | 5120-DSB-003 |  |  |  |  | 11 | 2
| 5699-XY-802 |  | 5699-XD-802 | SOLENOID VALVE |  |  | DOR | DCS | Field | [7 empty] | NIS | 4503-WZ-DM-T56992006 |  |  |  | 5699-XY-802/5120-DSB-003 | [28 empty] | 5120-DSB-003 |  |  |  |  | 11 | 3
| 8919-FSH-229P |  | 8919-FD-229P | FLOW SWITCH - HIGH |  |  | DIR | DCS | Field | [7 empty] | NIS | 4503-SZ-DM-T89192002 | 5120-SS-1002 | SS008000 |  | 8919-FSH-229P/5120-DSB-003 | [28 empty] | 5120-DSB-003 |  |  |  |  | 11 | 4
| 8919-FSH-230P |  | 8919-FD-230P | FLOW SWITCH - HIGH |  |  | DIR | DCS | Field | [7 empty] | NIS | 4503-SZ-DM-T89192002 | 5120-SS-1003 | SS008000 |  | 8919-FSH-230P/5120-DSB-003 | [28 empty] | 5120-DSB-003 |  |  |  |  | 12 | 1
| 8919-FSH-231P |  | 8919-FD-231P | FLOW SWITCH - HIGH |  |  | DIR | DCS | Field | [7 empty] | NIS | 4503-SZ-DM-T89192002 | 5120-SS-1004 | SS008000 |  | 8919-FSH-231P/5120-DSB-003 | [28 empty] | 5120-DSB-003 |  |  |  |  | 12 | 2
| 8919-FSH-232P |  | 8919-FD-232P | FLOW SWITCH - HIGH |  |  | DIR | DCS | Field | [7 empty] | NIS | 4503-SZ-DM-T89192002 | 5120-SS-1005 | SS008000 |  | 8919-FSH-232P/5120-DSB-003 | [28 empty] | 5120-DSB-003 |  |  |  |  | 12 | 3
| SPARE | [49 empty] | 5120-DSB-003 |  |  |  |  | 12 | 4
| SPARE | [49 empty] | 5120-DSB-003 |  |  |  |  | 13 | 1
| SPARE | [49 empty] | 5120-DSB-003 |  |  |  |  | 13 | 2
| SPARE | [49 empty] | 5120-DSB-003 |  |  |  |  | 13 | 3
| SPARE | [49 empty] | 5120-DSB-003 |  |  |  |  | 13 | 4
| SPARE | [49 empty] | 5120-DSB-003 |  |  |  |  | 14 | 1
| SPARE | [49 empty] | 5120-DSB-003 |  |  |  |  | 14 | 2
| SPARE | [49 empty] | 5120-DSB-003 |  |  |  |  | 14 | 3
| SPARE | [49 empty] | 5120-DSB-003 |  |  |  |  | 14 | 4
| SPARE | [49 empty] | 5120-DSB-003 |  |  |  |  | 15 | 1
| SPARE | [49 empty] | 5120-DSB-003 |  |  |  |  | 15 | 2
| SPARE | [49 empty] | 5120-DSB-003 |  |  |  |  | 15 | 3
| SPARE | [49 empty] | 5120-DSB-003 |  |  |  |  | 15 | 4
| SPARE | [49 empty] | 5120-DSB-003 |  |  |  |  | 16 | 1
| SPARE | [49 empty] | 5120-DSB-003 |  |  |  |  | 16 | 2
| SPARE | [49 empty] | 5120-DSB-003 |  |  |  |  | 16 | 3
| SPARE | [49 empty] | 5120-DSB-003 |  |  |  |  | 16 | 4
| SPARE | [49 empty] | 5120-DSB-003 |  |  |  |  | 17 | 1
| SPARE | [49 empty] | 5120-DSB-003 |  |  |  |  | 17 | 2
| SPARE | [49 empty] | 5120-DSB-003 |  |  |  |  | 17 | 3
| SPARE | [49 empty] | 5120-DSB-003 |  |  |  |  | 17 | 4
| SPARE | [49 empty] | 5120-DSB-003 |  |  |  |  | 18 | 1
| SPARE | [49 empty] | 5120-DSB-003 |  |  |  |  | 18 | 2
| SPARE | [49 empty] | 5120-DSB-003 |  |  |  |  | 18 | 3
| SPARE | [49 empty] | 5120-DSB-003 |  |  |  |  | 18 | 4
| SPARE | [49 empty] | 5120-DSB-003 |  |  |  |  | 19 | 1
| SPARE | [49 empty] | 5120-DSB-003 |  |  |  |  | 19 | 2
| SPARE | [49 empty] | 5120-DSB-003 |  |  |  |  | 19 | 3
| SPARE | [49 empty] | 5120-DSB-003 |  |  |  |  | 19 | 4
| SPARE | [49 empty] | 5120-DSB-003 |  |  |  |  | 20 | 1
| SPARE | [49 empty] | 5120-DSB-003 |  |  |  |  | 20 | 2
| SPARE | [49 empty] | 5120-DSB-003 |  |  |  |  | 20 | 3
| SPARE | [49 empty] | 5120-DSB-003 |  |  |  |  | 20 | 4
| SPARE | [49 empty] | 5120-DSB-003 |  |  |  |  | 21 | 1
| SPARE | [49 empty] | 5120-DSB-003 |  |  |  |  | 21 | 2
| SPARE | [49 empty] | 5120-DSB-003 |  |  |  |  | 21 | 3
| SPARE | [49 empty] | 5120-DSB-003 |  |  |  |  | 21 | 4
| SPARE | [49 empty] | 5120-DSB-003 |  |  |  |  | 22 | 1
| SPARE | [49 empty] | 5120-DSB-003 |  |  |  |  | 22 | 2
| SPARE | [49 empty] | 5120-DSB-003 |  |  |  |  | 22 | 3
| SPARE | [49 empty] | 5120-DSB-003 |  |  |  |  | 22 | 4
| SPARE | [49 empty] | 5120-DSB-003 |  |  |  |  | 23 | 1
| SPARE | [49 empty] | 5120-DSB-003 |  |  |  |  | 23 | 2
| SPARE | [49 empty] | 5120-DSB-003 |  |  |  |  | 23 | 3
| SPARE | [49 empty] | 5120-DSB-003 |  |  |  |  | 23 | 4
| SPARE | [49 empty] | 5120-DSB-003 |  |  |  |  | 24 | 1
| SPARE | [49 empty] | 5120-DSB-003 |  |  |  |  | 24 | 2
| SPARE | [49 empty] | 5120-DSB-003 |  |  |  |  | 24 | 3
| SPARE | [49 empty] | 5120-DSB-003 |  |  |  |  | 24 | 4
| 5110-HY-182P |  | 5110-HD-182P | PUMP STROKE ADJUSTMENT |  |  | AORH | DCS | Field | [7 empty] | IS | 4503-GG-VD-BD034T0151P1005AB085 | 51-P-1005A | 51-P-1005 A/B | 51-P-1005_G1 | 5110-HY-182P/5120-DSB-004 | [28 empty] | 5120-DSB-004 |  |  |  |  | 1 | 1
| 5110-PT-482P |  | 5110-PD-482P | PRESSURE TRANSMITTER |  |  | AIRH | DCS | Field | [7 empty] | IS | 4503-GG-VD-BD034T0151P1013AB086 | 51-P-1013A | 51-P-1013 A/B | 51-P-1013_G1 | 5110-PT-482P/5120-DSB-004 | [28 empty] | 5120-DSB-004 |  |  |  |  | 1 | 2
| 5110-PIT-484P |  | 5110-PD-484P | PRESSURE IND. TRANSMITTER |  |  | AIRH | DCS | Field | [7 empty] | IS | 4503-GG-VD-BD018T0151P1003ABCD059 | 51-P-1003A | 51-P-1003 A to D | 51-P-1003_G1 | 5110-PIT-484P/5120-DSB-004 | [28 empty] | 5120-DSB-004 |  |  |  |  | 1 | 3
| 5110-PIT-494P |  | 5110-PD-494P | PRESSURE IND. TRANSMITTER |  |  | AIRH | DCS | Field | [7 empty] | IS | 4503-GG-VD-BD018T0151P1006AB061 | 51-P-1006A | 51-P-1006 A/B | 51-P-1006_G1 | 5110-PIT-494P/5120-DSB-004 | [28 empty] | 5120-DSB-004 |  |  |  |  | 1 | 4
| 5110-HY-183P |  | 5110-HD-183P | PUMP STROKE ADJUSTMENT |  |  | AORH | DCS | Field | [7 empty] | IS | 4503-GG-VD-BD034T0151P1005AB085 | 51-P-1005B | 51-P-1005 A/B | 51-P-1005_G2 | 5110-HY-183P/5120-DSB-004 | [28 empty] | 5120-DSB-004 |  |  |  |  | 2 | 1
| 5110-PT-483P |  | 5110-PD-483P | PRESSURE TRANSMITTER |  |  | AIRH | DCS | Field | [7 empty] | IS | 4503-GG-VD-BD034T0151P1013AB086 | 51-P-1013B | 51-P-1013 A/B | 51-P-1013_G2 | 5110-PT-483P/5120-DSB-004 | [28 empty] | 5120-DSB-004 |  |  |  |  | 2 | 2
| 5110-PIT-485P |  | 5110-PD-485P | PRESSURE IND. TRANSMITTER |  |  | AIRH | DCS | Field | [7 empty] | IS | 4503-GG-VD-BD018T0151P1003ABCD059 | 51-P-1003B | 51-P-1003 A to D | 51-P-1003_G2 | 5110-PIT-485P/5120-DSB-004 | [28 empty] | 5120-DSB-004 |  |  |  |  | 2 | 3
| 5110-PIT-495P |  | 5110-PD-495P | PRESSURE IND. TRANSMITTER |  |  | AIRH | DCS | Field | [7 empty] | IS | 4503-GG-VD-BD018T0151P1006AB061 | 51-P-1006B | 51-P-1006 A/B | 51-P-1006_G2 | 5110-PIT-495P/5120-DSB-004 | [28 empty] | 5120-DSB-004 |  |  |  |  | 2 | 4
| 5110-PIT-486P |  | 5110-PD-486P | PRESSURE IND. TRANSMITTER |  |  | AIRH | DCS | Field | [7 empty] | IS | 4503-GG-VD-BD018T0151P1003ABCD059 | 51-P-1003C | 51-P-1003 A to D | 51-P-1003_G3 | 5110-PIT-486P/5120-DSB-004 | [28 empty] | 5120-DSB-004 |  |  |  |  | 3 | 1
| 5120-LT-369P |  | 5120-LD-369P | LEVEL TRANSMITTER - dP |  |  | AIRH | DCS | Field | [7 empty] | IS | 4503-GG-VD-BD018T0151P2007ABC065 |  | 51-P-2007 A/B/C | 51-P-2007_G3 | 5120-LT-369P/5120-DSB-004 | [28 empty] | 5120-DSB-004 |  |  |  |  | 3 | 2
| 5120-PT-474P |  | 5120-PD-474P | PRESSURE TRANSMITTER |  |  | AIRH | DCS | Field | [7 empty] | IS | 4503-GG-VD-BD018T0151P2007ABC065 | 51-P-2007C | 51-P-2007 A/B/C | 51-P-2007_G3 | 5120-PT-474P/5120-DSB-004 | [28 empty] | 5120-DSB-004 |  |  |  |  | 3 | 3
| 5110-PIT-489P |  | 5110-PD-489P | PRESSURE IND. TRANSMITTER |  |  | AIRH | DCS | Field | [7 empty] | IS | 4503-GG-VD-BD018T0151P1004AS060 | 51-P-1004A | 51-P-1004 A/S |  | 5110-PIT-489P/5120-DSB-004 | [28 empty] | 5120-DSB-004 |  |  |  |  | 3 | 4
| 5110-PIT-487P |  | 5110-PD-487P | PRESSURE IND. TRANSMITTER |  |  | AIRH | DCS | Field | [7 empty] | IS | 4503-GG-VD-BD018T0151P1003ABCD059 | 51-P-1003D | 51-P-1003 A to D | 51-P-1003_G4 | 5110-PIT-487P/5120-DSB-004 | [28 empty] | 5120-DSB-004 |  |  |  |  | 4 | 1
| SPARE | [49 empty] | 5120-DSB-004 |  |  |  |  | 4 | 2
| SPARE | [49 empty] | 5120-DSB-004 |  |  |  |  | 4 | 3
| SPARE | [49 empty] | 5120-DSB-004 |  |  |  |  | 4 | 4
| 5110-PT-517P |  | 5110-PD-517P | PRESSURE TRANSMITTER |  |  | AIRH | DCS | Field | [7 empty] | IS | 4503-GG-VD-BD034T0151P1005AB085 | 51-P-1005A | 51-P-1005 A/B | 51-P-1005_G1 | 5110-PT-517P/5120-DSB-004 | [28 empty] | 5120-DSB-004 |  |  |  |  | 5 | 1
| 5110-PT-518P |  | 5110-PD-518P | PRESSURE TRANSMITTER |  |  | AIRH | DCS | Field | [7 empty] | IS | 4503-GG-VD-BD034T0151P1005AB085 | 51-P-1005B | 51-P-1005 A/B | 51-P-1005_G1 | 5110-PT-518P/5120-DSB-004 | [28 empty] | 5120-DSB-004 |  |  |  |  | 5 | 2
| 5110-PT-563P |  | 5110-PD-563P | PRESSURE TRANSMITTER |  |  | AIRH | DCS | Field | [7 empty] | IS | 4503-GG-VD-BD034T0151P1005AB085 | 51-P-1005A | 51-P-1005 A/B | 51-P-1005_G1 | 5110-PT-563P/5120-DSB-004 | [28 empty] | 5120-DSB-004 |  |  |  |  | 5 | 3
| 5120-LT-325P |  | 5120-LD-325P | LEVEL TRANSM. - DP DIAPHRAGM CAPILLARY |  |  | AIRH | DCS | Field | [7 empty] | IS | 4503-GG-VD-BD021T0151P2001AB026 | 51-P-2001A | 51-P-2001 A/B | 51-P-2001_G1 | 5120-LT-325P/5120-DSB-004 | [28 empty] | 5120-DSB-004 |  |  |  |  | 5 | 4
| 5110-PT-564P |  | 5110-PD-564P | PRESSURE TRANSMITTER |  |  | AIRH | DCS | Field | [7 empty] | IS | 4503-GG-VD-BD034T0151P1005AB085 | 51-P-1005B | 51-P-1005 A/B | 51-P-1005_G2 | 5110-PT-564P/5120-DSB-004 | [28 empty] | 5120-DSB-004 |  |  |  |  | 6 | 1
| 5120-LT-326P |  | 5120-LD-326P | LEVEL TRANSM. - DP DIAPHRAGM CAPILLARY |  |  | AIRH | DCS | Field | [7 empty] | IS | 4503-GG-VD-BD021T0151P2001AB026 | 51-P-2001B | 51-P-2001 A/B | 51-P-2001_G2 | 5120-LT-326P/5120-DSB-004 | [28 empty] | 5120-DSB-004 |  |  |  |  | 6 | 2
| 5120-LT-362P |  | 5120-LD-362P | LEVEL TRANSMITTER - dP |  |  | AIRH | DCS | Field | [7 empty] | IS | 4503-GG-VD-BD018T0151P2002AB062 | 51-P-2002B | 51-P-2002 A/B | 51-P-2002_G2 | 5120-LT-362P/5120-DSB-004 | [28 empty] | 5120-DSB-004 |  |  |  |  | 6 | 3
| 5120-LT-364P |  | 5120-LD-364P | LEVEL TRANSMITTER - dP |  |  | AIRH | DCS | Field | [7 empty] | IS | 4503-GG-VD-BD018T0151P2004AB063 | 51-P-2004B | 51-P-2004 A/B | 51-P-2004_G2 | 5120-LT-364P/5120-DSB-004 | [28 empty] | 5120-DSB-004 |  |  |  |  | 6 | 4
| 5120-LT-361P |  | 5120-LD-361P | LEVEL TRANSMITTER - dP |  |  | AIRH | DCS | Field | [7 empty] | IS | 4503-GG-VD-BD018T0151P2002AB062 | 51-P-2002A | 51-P-2002 A/B | 51-P-2002_G1 | 5120-LT-361P/5120-DSB-004 | [28 empty] | 5120-DSB-004 |  |  |  |  | 7 | 1
| 5120-LT-363P |  | 5120-LD-363P | LEVEL TRANSMITTER - dP |  |  | AIRH | DCS | Field | [7 empty] | IS | 4503-GG-VD-BD018T0151P2004AB063 | 51-P-2004A | 51-P-2004 A/B | 51-P-2004_G1 | 5120-LT-363P/5120-DSB-004 | [28 empty] | 5120-DSB-004 |  |  |  |  | 7 | 2
| 5120-LT-365P |  | 5120-LD-365P | LEVEL TRANSMITTER - dP |  |  | AIRH | DCS | Field | [7 empty] | IS | 4503-GG-VD-BD018T0151P2006AB064 | 51-P-2006A | 51-P-2006 A/B | 51-P-2006_G1 | 5120-LT-365P/5120-DSB-004 | [28 empty] | 5120-DSB-004 |  |  |  |  | 7 | 3
| 5120-LT-367P |  | 5120-LD-367P | LEVEL TRANSMITTER - dP |  |  | AIRH | DCS | Field | [7 empty] | IS | 4503-GG-VD-BD018T0151P2007ABC065 | 51-P-2007A | 51-P-2007 A/B/C | 51-P-2007_G1 | 5120-LT-367P/5120-DSB-004 | [28 empty] | 5120-DSB-004 |  |  |  |  | 7 | 4
| 5120-LT-366P |  | 5120-LD-366P | LEVEL TRANSMITTER - dP |  |  | AIRH | DCS | Field | [7 empty] | IS | 4503-GG-VD-BD018T0151P2006AB064 | 51-P-2006B | 51-P-2006 A/B | 51-P-2006_G2 | 5120-LT-366P/5120-DSB-004 | [28 empty] | 5120-DSB-004 |  |  |  |  | 8 | 1
| 5120-LT-368P |  | 5120-LD-368P | LEVEL TRANSMITTER - dP |  |  | AIRH | DCS | Field | [7 empty] | IS | 4503-GG-VD-BD018T0151P2007ABC065 | 51-P-2007B | 51-P-2007 A/B/C | 51-P-2007_G2 | 5120-LT-368P/5120-DSB-004 | [28 empty] | 5120-DSB-004 |  |  |  |  | 8 | 2
| 5120-PT-452P |  | 5120-PD-452P | PRESSURE TRANSMITTER |  |  | AIRH | DCS | Field | [7 empty] | IS | 4503-GG-VD-BD021T0151P2001AB026 | 51-P-2001A | 51-P-2001 A/B | 51-P-2001_G2 | 5120-PT-452P/5120-DSB-004 | [28 empty] | 5120-DSB-004 |  |  |  |  | 8 | 3
| 5120-PT-455P |  | 5120-PD-455P | PRESSURE TRANSMITTER |  |  | AIRH | DCS | Field | [7 empty] | IS | 4503-GG-VD-BD021T0151P2001AB026 | 51-P-2001B | 51-P-2001 A/B | 51-P-2001_G2 | 5120-PT-455P/5120-DSB-004 | [28 empty] | 5120-DSB-004 |  |  |  |  | 8 | 4
| 5120-PT-425P |  | 5120-PD-425P | PRESSURE TRANSMITTER |  |  | AIRH | DCS | Field | [7 empty] | IS | 4503-GG-VD-BD021T0151P2001AB026 | 51-P-2001A | 51-P-2001 A/B | 51-P-2001_G1 | 5120-PT-425P/5120-DSB-004 | [28 empty] | 5120-DSB-004 |  |  |  |  | 9 | 1
| 5120-PT-426P |  | 5120-PD-426P | PRESSURE TRANSMITTER |  |  | AIRH | DCS | Field | [7 empty] | IS | 4503-GG-VD-BD021T0151P2001AB026 | 51-P-2001B | 51-P-2001 A/B | 51-P-2001_G1 | 5120-PT-426P/5120-DSB-004 | [28 empty] | 5120-DSB-004 |  |  |  |  | 9 | 2
| 5120-PT-459P |  | 5120-PD-459P | PRESSURE TRANSMITTER |  |  | AIRH | DCS | Field | [7 empty] | IS | 4503-GG-VD-BD018T0151P2002AB062 | 51-P-2002A | 51-P-2002 A/B | 51-P-2002_G1 | 5120-PT-459P/5120-DSB-004 | [28 empty] | 5120-DSB-004 |  |  |  |  | 9 | 3
| 5120-PT-463P |  | 5120-PD-463P | PRESSURE TRANSMITTER |  |  | AIRH | DCS | Field | [7 empty] | IS | 4503-GG-VD-BD018T0151P2004AB063 | 51-P-2002A | 51-P-2004 A/B | 51-P-2004_G1 | 5120-PT-463P/5120-DSB-004 | [28 empty] | 5120-DSB-004 |  |  |  |  | 9 | 4
| 5120-PT-460P |  | 5120-PD-460P | PRESSURE TRANSMITTER |  |  | AIRH | DCS | Field | [7 empty] | IS | 4503-GG-VD-BD018T0151P2002AB062 | 51-P-2002B | 51-P-2002 A/B | 51-P-2002_G2 | 5120-PT-460P/5120-DSB-004 | [28 empty] | 5120-DSB-004 |  |  |  |  | 10 | 1
| 5120-PT-464P |  | 5120-PD-464P | PRESSURE TRANSMITTER |  |  | AIRH | DCS | Field | [7 empty] | IS | 4503-GG-VD-BD018T0151P2004AB063 | 51-P-2002B | 51-P-2004 A/B | 51-P-2004_G2 | 5120-PT-464P/5120-DSB-004 | [28 empty] | 5120-DSB-004 |  |  |  |  | 10 | 2
| 5120-PT-468P |  | 5120-PD-468P | PRESSURE TRANSMITTER |  |  | AIRH | DCS | Field | [7 empty] | IS | 4503-GG-VD-BD018T0151P2006AB064 | 51-P-2006B | 51-P-2006 A/B | 51-P-2006_G2 | 5120-PT-468P/5120-DSB-004 | [28 empty] | 5120-DSB-004 |  |  |  |  | 10 | 3
| 5120-PT-473P |  | 5120-PD-473P | PRESSURE TRANSMITTER |  |  | AIRH | DCS | Field | [7 empty] | IS | 4503-GG-VD-BD018T0151P2007ABC065 | 51-P-2007B | 51-P-2007 A/B/C | 51-P-2007_G2 | 5120-PT-473P/5120-DSB-004 | [28 empty] | 5120-DSB-004 |  |  |  |  | 10 | 4
| 5120-PT-467P |  | 5120-PD-467P | PRESSURE TRANSMITTER |  |  | AIRH | DCS | Field | [7 empty] | IS | 4503-GG-VD-BD018T0151P2006AB064 | 51-P-2006A | 51-P-2006 A/B | 51-P-2006_G1 | 5120-PT-467P/5120-DSB-004 | [28 empty] | 5120-DSB-004 |  |  |  |  | 11 | 1
| 5120-PT-472P |  | 5120-PD-472P | PRESSURE TRANSMITTER |  |  | AIRH | DCS | Field | [7 empty] | IS | 4503-GG-VD-BD018T0151P2007ABC065 | 51-P-2007A | 51-P-2007 A/B/C | 51-P-2007_G1 | 5120-PT-472P/5120-DSB-004 | [28 empty] | 5120-DSB-004 |  |  |  |  | 11 | 2
| 5120-TT-653P |  | 5120-TD-653P | TEMPERATURE TRANSM. - HEAD MOUNT |  |  | AIRH | DCS | Field | [7 empty] | IS | 4503-GG-VD-BD021T0151P2001AB026 | 51-P-2001A | 51-P-2001 A/B | 51-P-2001_G1 | 5120-TT-653P/5120-DSB-004 | [28 empty] | 5120-DSB-004 |  |  |  |  | 11 | 3
| 5612-PT-451P |  | 5612-PD-451P | PRESSURE TRANSMITTER |  |  | AIRH | DCS | Field | [7 empty] | IS | 4503-WZ-DM-T56122701 | 56-P-1201A | 56-P-1201A/B | 56-P-1201_G1 | 5612-PT-451P/5120-DSB-004 | [28 empty] | 5120-DSB-004 |  |  |  |  | 11 | 4
| 5120-TT-654P |  | 5120-TD-654P | TEMPERATURE TRANSM. - HEAD MOUNT |  |  | AIRH | DCS | Field | [7 empty] | IS | 4503-GG-VD-BD021T0151P2001AB026 | 51-P-2001B | 51-P-2001 A/B | 51-P-2001_G2 | 5120-TT-654P/5120-DSB-004 | [28 empty] | 5120-DSB-004 |  |  |  |  | 12 | 1
| 5612-PT-452P |  | 5612-PD-452P | PRESSURE TRANSMITTER |  |  | AIRH | DCS | Field | [7 empty] | IS | 4503-WZ-DM-T56122701 | 56-P-1201B | 56-P-1201A/B | 56-P-1201_G2 | 5612-PT-452P/5120-DSB-004 | [28 empty] | 5120-DSB-004 |  |  |  |  | 12 | 2
| SPARE | [49 empty] | 5120-DSB-004 |  |  |  |  | 12 | 3
| SPARE | [49 empty] | 5120-DSB-004 |  |  |  |  | 12 | 4
| SPARE | [49 empty] | 5120-DSB-004 |  |  |  |  | 13 | 1
| SPARE | [49 empty] | 5120-DSB-004 |  |  |  |  | 13 | 2
| SPARE | [49 empty] | 5120-DSB-004 |  |  |  |  | 13 | 3
| SPARE | [49 empty] | 5120-DSB-004 |  |  |  |  | 13 | 4
| SPARE | [49 empty] | 5120-DSB-004 |  |  |  |  | 14 | 1
| SPARE | [49 empty] | 5120-DSB-004 |  |  |  |  | 14 | 2
| SPARE | [49 empty] | 5120-DSB-004 |  |  |  |  | 14 | 3
| SPARE | [49 empty] | 5120-DSB-004 |  |  |  |  | 14 | 4
| SPARE | [49 empty] | 5120-DSB-004 |  |  |  |  | 15 | 1
| SPARE | [49 empty] | 5120-DSB-004 |  |  |  |  | 15 | 2
| SPARE | [49 empty] | 5120-DSB-004 |  |  |  |  | 15 | 3
| SPARE | [49 empty] | 5120-DSB-004 |  |  |  |  | 15 | 4
| SPARE | [49 empty] | 5120-DSB-004 |  |  |  |  | 16 | 1
| SPARE | [49 empty] | 5120-DSB-004 |  |  |  |  | 16 | 2
| SPARE | [49 empty] | 5120-DSB-004 |  |  |  |  | 16 | 3
| SPARE | [49 empty] | 5120-DSB-004 |  |  |  |  | 16 | 4
| SPARE | [49 empty] | 5120-DSB-004 |  |  |  |  | 17 | 1
| SPARE | [49 empty] | 5120-DSB-004 |  |  |  |  | 17 | 2
| SPARE | [49 empty] | 5120-DSB-004 |  |  |  |  | 17 | 3
| SPARE | [49 empty] | 5120-DSB-004 |  |  |  |  | 17 | 4
| SPARE | [49 empty] | 5120-DSB-004 |  |  |  |  | 18 | 1
| SPARE | [49 empty] | 5120-DSB-004 |  |  |  |  | 18 | 2
| SPARE | [49 empty] | 5120-DSB-004 |  |  |  |  | 18 | 3
| SPARE | [49 empty] | 5120-DSB-004 |  |  |  |  | 18 | 4
| SPARE | [49 empty] | 5120-DSB-004 |  |  |  |  | 19 | 1
| SPARE | [49 empty] | 5120-DSB-004 |  |  |  |  | 19 | 2
| SPARE | [49 empty] | 5120-DSB-004 |  |  |  |  | 19 | 3
| SPARE | [49 empty] | 5120-DSB-004 |  |  |  |  | 19 | 4
| SPARE | [49 empty] | 5120-DSB-004 |  |  |  |  | 20 | 1
| SPARE | [49 empty] | 5120-DSB-004 |  |  |  |  | 20 | 2
| SPARE | [49 empty] | 5120-DSB-004 |  |  |  |  | 20 | 3
| SPARE | [49 empty] | 5120-DSB-004 |  |  |  |  | 20 | 4
| SPARE | [49 empty] | 5120-DSB-004 |  |  |  |  | 21 | 1
| SPARE | [49 empty] | 5120-DSB-004 |  |  |  |  | 21 | 2
| SPARE | [49 empty] | 5120-DSB-004 |  |  |  |  | 21 | 3
| SPARE | [49 empty] | 5120-DSB-004 |  |  |  |  | 21 | 4
| SPARE | [49 empty] | 5120-DSB-004 |  |  |  |  | 22 | 1
| SPARE | [49 empty] | 5120-DSB-004 |  |  |  |  | 22 | 2
| SPARE | [49 empty] | 5120-DSB-004 |  |  |  |  | 22 | 3
| SPARE | [49 empty] | 5120-DSB-004 |  |  |  |  | 22 | 4
| SPARE | [49 empty] | 5120-DSB-004 |  |  |  |  | 23 | 1
| SPARE | [49 empty] | 5120-DSB-004 |  |  |  |  | 23 | 2
| SPARE | [49 empty] | 5120-DSB-004 |  |  |  |  | 23 | 3
| SPARE | [49 empty] | 5120-DSB-004 |  |  |  |  | 23 | 4
| SPARE | [49 empty] | 5120-DSB-004 |  |  |  |  | 24 | 1
| SPARE | [49 empty] | 5120-DSB-004 |  |  |  |  | 24 | 2
| SPARE | [49 empty] | 5120-DSB-004 |  |  |  |  | 24 | 3
| SPARE | [49 empty] | 5120-DSB-004 |  |  |  |  | 24 | 4
| 5110-FIT-218P |  | 5110-FD-218P | FLOW IND TRANSMITTER - dP |  |  | AIRH | DCS | Field | [7 empty] | IS |  |  |  |  | 5110-FIT-218P/5120-DSB-005 | [28 empty] | 5120-DSB-005 |  |  |  |  | 1 | 1
| 5110-FIT-219P |  | 5110-FD-219P | FLOW IND TRANSMITTER - dP |  |  | AIRH | DCS | Field | [7 empty] | IS |  |  |  |  | 5110-FIT-219P/5120-DSB-005 | [28 empty] | 5120-DSB-005 |  |  |  |  | 1 | 2
| 5110-LT-370P |  | 5110-LD-370P | LEVEL TRANSM. - RADAR |  |  | AIRH | DCS | Field | [7 empty] | IS |  | 51-V-1080 |  |  | 5110-LT-370P/5120-DSB-005 | [28 empty] | 5120-DSB-005 |  |  |  |  | 1 | 3
| 5110-LT-371P |  | 5110-LD-371P | LEVEL TRANSM. - RADAR |  |  | AIRH | DCS | Field | [7 empty] | IS |  | 51-V-1090 |  |  | 5110-LT-371P/5120-DSB-005 | [28 empty] | 5120-DSB-005 |  |  |  |  | 1 | 4
| 5110-PT-498P |  | 5110-PD-498P | PRESSURE TRANSMITTER |  |  | AIRH | DCS | Field | [7 empty] | IS |  |  |  |  | 5110-PT-498P/5120-DSB-005 | [28 empty] | 5120-DSB-005 |  |  |  |  | 2 | 1
| 5110-PT-499P |  | 5110-PD-499P | PRESSURE TRANSMITTER |  |  | AIRH | DCS | Field | [7 empty] | IS |  |  |  |  | 5110-PT-499P/5120-DSB-005 | [28 empty] | 5120-DSB-005 |  |  |  |  | 2 | 2
| 5110-PT-592P |  | 5110-PD-592P | PRESSURE TRANSMITTER |  |  | AIRH | DCS | Field | [7 empty] | IS |  |  |  |  | 5110-PT-592P/5120-DSB-005 | [28 empty] | 5120-DSB-005 |  |  |  |  | 2 | 3
| 5110-PT-597P |  | 5110-PD-597P | PRESSURE TRANSMITTER |  |  | AIRH | DCS | Field | [7 empty] | IS |  |  |  |  | 5110-PT-597P/5120-DSB-005 | [28 empty] | 5120-DSB-005 |  |  |  |  | 2 | 4
| 5110-PT-598P |  | 5110-PD-598P | PRESSURE TRANSMITTER |  |  | AIRH | DCS | Field | [7 empty] | IS |  |  |  |  | 5110-PT-598P/5120-DSB-005 | [28 empty] | 5120-DSB-005 |  |  |  |  | 3 | 1
| 5110-TT-771P |  | 5110-TD-771P | TEMPERATURE TRANSM. - HEAD MOUNT |  |  | AIRH | DCS | Field | [7 empty] | IS |  |  |  |  | 5110-TT-771P/5120-DSB-005 | [28 empty] | 5120-DSB-005 |  |  |  |  | 3 | 2
| 5110-TT-772P |  | 5110-TD-772P | TEMPERATURE TRANSM. - HEAD MOUNT |  |  | AIRH | DCS | Field | [7 empty] | IS |  |  |  |  | 5110-TT-772P/5120-DSB-005 | [28 empty] | 5120-DSB-005 |  |  |  |  | 3 | 3
| 5110-TT-773P |  | 5110-TD-773P | TEMPERATURE TRANSM. - HEAD MOUNT |  |  | AIRH | DCS | Field | [7 empty] | IS |  |  |  |  | 5110-TT-773P/5120-DSB-005 | [28 empty] | 5120-DSB-005 |  |  |  |  | 3 | 4
| 5110-XY-857P |  | 5110-XD-857P | SOLENOID VALVE |  |  | DOR | DCS | Field | [7 empty] | IS |  |  |  |  | 5110-XY-857P/5120-DSB-005 | [28 empty] | 5120-DSB-005 |  |  |  |  | 4 | 1
| 5110-XY-858P |  | 5110-XD-858P | SOLENOID VALVE |  |  | DOR | DCS | Field | [7 empty] | IS |  |  |  |  | 5110-XY-858P/5120-DSB-005 | [28 empty] | 5120-DSB-005 |  |  |  |  | 4 | 2
| 5110-XY-859P |  | 5110-XD-859P | SOLENOID VALVE |  |  | DOR | DCS | Field | [7 empty] | IS |  |  |  |  | 5110-XY-859P/5120-DSB-005 | [28 empty] | 5120-DSB-005 |  |  |  |  | 4 | 3
| 5110-XZSC-857P |  | 5110-XD-857P | LIMIT SWITCH - CLOSE |  |  | DIR | DCS | Field | [7 empty] | IS |  |  |  |  | 5110-XZSC-857P/5120-DSB-005 | [28 empty] | 5120-DSB-005 |  |  |  |  | 4 | 4
| 5110-XZSC-858P |  | 5110-XD-858P | LIMIT SWITCH - CLOSE |  |  | DIR | DCS | Field | [7 empty] | IS |  |  |  |  | 5110-XZSC-858P/5120-DSB-005 | [28 empty] | 5120-DSB-005 |  |  |  |  | 5 | 1
| 5110-XZSC-859P |  | 5110-XD-859P | LIMIT SWITCH - CLOSE |  |  | DIR | DCS | Field | [7 empty] | IS |  |  |  |  | 5110-XZSC-859P/5120-DSB-005 | [28 empty] | 5120-DSB-005 |  |  |  |  | 5 | 2
| 5110-XZSO-857P |  | 5110-XD-857P | LIMIT SWITCH - OPEN |  |  | DIR | DCS | Field | [7 empty] | IS |  |  |  |  | 5110-XZSO-857P/5120-DSB-005 | [28 empty] | 5120-DSB-005 |  |  |  |  | 5 | 3
| 5110-XZSO-858P |  | 5110-XD-858P | LIMIT SWITCH - OPEN |  |  | DIR | DCS | Field | [7 empty] | IS |  |  |  |  | 5110-XZSO-858P/5120-DSB-005 | [28 empty] | 5120-DSB-005 |  |  |  |  | 5 | 4
| 5110-XZSO-859P |  | 5110-XD-859P | LIMIT SWITCH - OPEN |  |  | DIR | DCS | Field | [7 empty] | IS |  |  |  |  | 5110-XZSO-859P/5120-DSB-005 | [28 empty] | 5120-DSB-005 |  |  |  |  | 6 | 1
| SPARE | [49 empty] | 5120-DSB-005 |  |  |  |  | 6 | 2
| SPARE | [49 empty] | 5120-DSB-005 |  |  |  |  | 6 | 3
| SPARE | [49 empty] | 5120-DSB-005 |  |  |  |  | 6 | 4
| SPARE | [49 empty] | 5120-DSB-005 |  |  |  |  | 7 | 1
| SPARE | [49 empty] | 5120-DSB-005 |  |  |  |  | 7 | 2
| SPARE | [49 empty] | 5120-DSB-005 |  |  |  |  | 7 | 3
| SPARE | [49 empty] | 5120-DSB-005 |  |  |  |  | 7 | 4
| SPARE | [49 empty] | 5120-DSB-005 |  |  |  |  | 8 | 1
| SPARE | [49 empty] | 5120-DSB-005 |  |  |  |  | 8 | 2
| SPARE | [49 empty] | 5120-DSB-005 |  |  |  |  | 8 | 3
| SPARE | [49 empty] | 5120-DSB-005 |  |  |  |  | 8 | 4
| SPARE | [49 empty] | 5120-DSB-005 |  |  |  |  | 9 | 1
| SPARE | [49 empty] | 5120-DSB-005 |  |  |  |  | 9 | 2
| SPARE | [49 empty] | 5120-DSB-005 |  |  |  |  | 9 | 3
| SPARE | [49 empty] | 5120-DSB-005 |  |  |  |  | 9 | 4
| SPARE | [49 empty] | 5120-DSB-005 |  |  |  |  | 10 | 1
| SPARE | [49 empty] | 5120-DSB-005 |  |  |  |  | 10 | 2
| SPARE | [49 empty] | 5120-DSB-005 |  |  |  |  | 10 | 3
| SPARE | [49 empty] | 5120-DSB-005 |  |  |  |  | 10 | 4
| SPARE | [49 empty] | 5120-DSB-005 |  |  |  |  | 11 | 1
| SPARE | [49 empty] | 5120-DSB-005 |  |  |  |  | 11 | 2
| SPARE | [49 empty] | 5120-DSB-005 |  |  |  |  | 11 | 3
| SPARE | [49 empty] | 5120-DSB-005 |  |  |  |  | 11 | 4
| SPARE | [49 empty] | 5120-DSB-005 |  |  |  |  | 12 | 1
| SPARE | [49 empty] | 5120-DSB-005 |  |  |  |  | 12 | 2
| SPARE | [49 empty] | 5120-DSB-005 |  |  |  |  | 12 | 3
| SPARE | [49 empty] | 5120-DSB-005 |  |  |  |  | 12 | 4
| 6111-TT-604A |  | 6111-TD-604A | TEMPERATURE TRANSM. - HEAD MOUNT |  |  | AIRH | DCS | Field | [7 empty] | NIS | 4503-VZ-DM-T61112002 | 61-A-1109 |  | 6111-TD-604_G1 | 6111-TT-604A/6111-DSB-001 | [28 empty] | 6111-DSB-001 |  |  |  |  | 1 | 1
| 6111-TT-646AP |  | 6111-TD-646AP | TEMPERATURE TRANSM. - HEAD MOUNT |  |  | AIRH | DCS | Field | [7 empty] | NIS | 4503-CE-VD-BD087T3261E1108001 | 61-E-1108 |  | 6111-TD-646_G1 | 6111-TT-646AP/6111-DSB-001 | [28 empty] | 6111-DSB-001 |  |  |  |  | 1 | 2
| 6111-PT-404 |  | 6111-PD-404 | PRESSURE TRANSMITTER |  |  | AIRH | DCS | Field | [7 empty] | NIS | 4503-VZ-DM-T61112004 |  |  |  | 6111-PT-404/6111-DSB-001 | [28 empty] | 6111-DSB-001 |  |  |  |  | 1 | 3
| 6111-PT-406 |  | 6111-PD-406 | PRESSURE TRANSMITTER |  |  | AIRH | DCS | Field | [7 empty] | NIS | 4503-VZ-DM-T61112005 |  |  |  | 6111-PT-406/6111-DSB-001 | [28 empty] | 6111-DSB-001 |  |  |  |  | 1 | 4
| 6111-TT-604B |  | 6111-TD-604B | TEMPERATURE TRANSM. - HEAD MOUNT |  |  | AIRH | DCS | Field | [7 empty] | NIS | 4503-VZ-DM-T61112002 | 61-A-1109 |  | 6111-TD-604_G2 | 6111-TT-604B/6111-DSB-001 | [28 empty] | 6111-DSB-001 |  |  |  |  | 2 | 1
| 6111-TT-646BP |  | 6111-TD-646BP | TEMPERATURE TRANSM. - HEAD MOUNT |  |  | AIRH | DCS | Field | [7 empty] | NIS | 4503-CE-VD-BD087T3261E1108001 | 61-E-1108 |  | 6111-TD-646_G2 | 6111-TT-646BP/6111-DSB-001 | [28 empty] | 6111-DSB-001 |  |  |  |  | 2 | 2
| 6111-PDIT-423 |  | 6111-PD-423 | PRESSURE DIFFERENTIAL IND XMTR |  |  | AIRH | DCS | Field | [7 empty] | NIS | 4503-VZ-DM-T61112006 | 61-F-1114A/B |  |  | 6111-PDIT-423/6111-DSB-001 | [28 empty] | 6111-DSB-001 |  |  |  |  | 2 | 3
| 6111-TT-603 |  | 6111-TD-603 | TEMPERATURE TRANSM. - HEAD MOUNT |  |  | AIRH | DCS | Field | [7 empty] | NIS | 4503-VZ-DM-T61112001 |  |  |  | 6111-TT-603/6111-DSB-001 | [28 empty] | 6111-DSB-001 |  |  |  |  | 2 | 4
| 6111-TT-604C |  | 6111-TD-604C | TEMPERATURE TRANSM. - HEAD MOUNT |  |  | AIRH | DCS | Field | [7 empty] | NIS | 4503-VZ-DM-T61112002 | 61-A-1109 |  | 6111-TD-604_G3 | 6111-TT-604C/6111-DSB-001 | [28 empty] | 6111-DSB-001 |  |  |  |  | 3 | 1
| 6111-TT-646CP |  | 6111-TD-646CP | TEMPERATURE TRANSM. - HEAD MOUNT |  |  | AIRH | DCS | Field | [7 empty] | NIS | 4503-CE-VD-BD087T3261E1108001 | 61-E-1108 |  | 6111-TD-646_G3 | 6111-TT-646CP/6111-DSB-001 | [28 empty] | 6111-DSB-001 |  |  |  |  | 3 | 2
| 6111-TT-607 |  | 6111-TD-607 | TEMPERATURE TRANSM. - HEAD MOUNT |  |  | AIRH | DCS | Field | [7 empty] | NIS | 4503-VZ-DM-T61112003 | 61-A-1112 |  |  | 6111-TT-607/6111-DSB-001 | [28 empty] | 6111-DSB-001 |  |  |  |  | 3 | 3
| 6111-TT-608 |  | 6111-TD-608 | TEMPERATURE TRANSM. - HEAD MOUNT |  |  | AIRH | DCS | Field | [7 empty] | NIS | 4503-VZ-DM-T61112003 | 61-A-1112 |  |  | 6111-TT-608/6111-DSB-001 | [28 empty] | 6111-DSB-001 |  |  |  |  | 3 | 4
| 6111-XL-933P |  | 6111-XD-933 P | LAMP |  |  | DOR | DCS | Field |  |  |  |  | - |  |  | NIS |  | 6111-XLP-170 | 61-PK-1102A | N2_C1 | 6111-XLP-170/6111-DSB-001 | [28 empty] | 6111-DSB-001 |  |  |  |  | 4 | 1
| 6111-XL-934P |  | 6111-XD-934 P | LAMP |  |  | DOR | DCS | Field |  |  |  |  | - |  |  | NIS |  | 6111-XLP-170 | 61-PK-1102A | N2_C1 | 6111-XLP-170/6111-DSB-001 | [28 empty] | 6111-DSB-001 |  |  |  |  | 4 | 2
| 6111-XL-935P |  | 6111-XD-935 P | LAMP |  |  | DOR | DCS | Field |  |  |  |  | - |  |  | NIS |  | 6111-XLP-170 | 61-PK-1102A | N2_C1 | 6111-XLP-170/6111-DSB-001 | [28 empty] | 6111-DSB-001 |  |  |  |  | 4 | 3
| 6111-XL-936P |  | 6111-XD-936 P | LAMP |  |  | DOR | DCS | Field |  |  |  |  | - |  |  | NIS |  | 6111-XLP-170 | 61-PK-1102A | N2_C1 | 6111-XLP-170/6111-DSB-001 | [28 empty] | 6111-DSB-001 |  |  |  |  | 4 | 4
| 6111-XL-937P |  | 6111-XD-937 P | LAMP |  |  | DOR | DCS | Field |  |  |  |  | - |  |  | NIS |  | 6111-XLP-170 | 61-PK-1102A | N2_C1 | 6111-XLP-170/6111-DSB-001 | [28 empty] | 6111-DSB-001 |  |  |  |  | 5 | 1
| 6111-XL-938P |  | 6111-XD-938 P | LAMP |  |  | DOR | DCS | Field |  |  |  |  | - |  |  | NIS |  | 6111-XLP-170 | 61-PK-1102A | N2_C1 | 6111-XLP-170/6111-DSB-001 | [28 empty] | 6111-DSB-001 |  |  |  |  | 5 | 2
| 6111-XL-939P |  | 6111-XD-939 P | LAMP |  |  | DOR | DCS | Field |  |  |  |  | - |  |  | NIS |  | 6111-XLP-170 | 61-PK-1102A | N2_C1 | 6111-XLP-170/6111-DSB-001 | [28 empty] | 6111-DSB-001 |  |  |  |  | 5 | 3
| 6111-XL-940P |  | 6111-XD-940 P | LAMP |  |  | DOR | DCS | Field |  |  |  |  | - |  |  | NIS |  | 6111-XLP-170 | 61-PK-1102A | N2_C1 | 6111-XLP-170/6111-DSB-001 | [28 empty] | 6111-DSB-001 |  |  |  |  | 5 | 4
| 6111-XL-941P |  | 6111-XD-941 P | LAMP |  |  | DOR | DCS | Field |  |  |  |  | - |  |  | NIS |  | 6111-XLP-170 | 61-PK-1102A | N2_C1 | 6111-XLP-170/6111-DSB-001 | [28 empty] | 6111-DSB-001 |  |  |  |  | 6 | 1
| 6111-XL-942P |  | 6111-XD-942 P | LAMP |  |  | DOR | DCS | Field |  |  |  |  | - |  |  | NIS |  | 6111-XLP-170 | 61-PK-1102A | N2_C1 | 6111-XLP-170/6111-DSB-001 | [28 empty] | 6111-DSB-001 |  |  |  |  | 6 | 2
| 6111-XL-943P |  | 6111-XD-943 P | LAMP |  |  | DOR | DCS | Field |  |  |  |  | - |  |  | NIS |  | 6111-XLP-170 | 61-PK-1102A | N2_C1 | 6111-XLP-170/6111-DSB-001 | [28 empty] | 6111-DSB-001 |  |  |  |  | 6 | 3
| 6111-XL-944P |  | 6111-XD-944 P | LAMP |  |  | DOR | DCS | Field |  |  |  |  | - |  |  | NIS |  | 6111-XLP-170 | 61-PK-1102A | N2_C1 | 6111-XLP-170/6111-DSB-001 | [28 empty] | 6111-DSB-001 |  |  |  |  | 6 | 4
| 6111-XL-945P |  | 6111-XD-945 P | LAMP |  |  | DOR | DCS | Field |  |  |  |  | - |  |  | NIS |  | 6111-XLP-170 | 61-PK-1102A | N2_C1 | 6111-XLP-170/6111-DSB-001 | [28 empty] | 6111-DSB-001 |  |  |  |  | 7 | 1
| 6111-XZSC-813 |  | 6111-XD-813 | LIMIT SWITCH - CLOSE |  |  | DIR | DCS | Field | [7 empty] | NIS | 4503-VZ-DM-T61112002 |  |  |  | 6111-XZSC-813/6111-DSB-001 | [28 empty] | 6111-DSB-001 |  |  |  |  | 7 | 2
| 6111-XZSO-813 |  | 6111-XD-813 | LIMIT SWITCH - OPEN |  |  | DIR | DCS | Field | [7 empty] | NIS | 4503-VZ-DM-T61112002 |  |  |  | 6111-XZSO-813/6111-DSB-001 | [28 empty] | 6111-DSB-001 |  |  |  |  | 7 | 3
| 6111-XY-813 |  | 6111-XD-813 | SOLENOID VALVE |  |  | DOR | DCS | Field | [7 empty] | NIS | 4503-VZ-DM-T61112002 |  |  |  | 6111-XY-813/6111-DSB-001 | [28 empty] | 6111-DSB-001 |  |  |  |  | 7 | 4
| 6111-XL-963P |  | 6111-XD-963 P | LAMP |  |  | DOR | DCS | LP |  |  |  |  | - |  |  | NIS |  | 6111-XLP-180 | 61-PK-1102B | N2_C2 | 6111-XLP-180/6111-DSB-001 | [28 empty] | 6111-DSB-001 |  |  |  |  | 8 | 1
| 6111-XL-964P |  | 6111-XD-964 P | LAMP |  |  | DOR | DCS | LP |  |  |  |  | - |  |  | NIS |  | 6111-XLP-180 | 61-PK-1102B | N2_C2 | 6111-XLP-180/6111-DSB-001 | [28 empty] | 6111-DSB-001 |  |  |  |  | 8 | 2
| 6111-XL-965P |  | 6111-XD-965 P | LAMP |  |  | DOR | DCS | LP |  |  |  |  | - |  |  | NIS |  | 6111-XLP-180 | 61-PK-1102B | N2_C2 | 6111-XLP-180/6111-DSB-001 | [28 empty] | 6111-DSB-001 |  |  |  |  | 8 | 3
| 6111-XL-966P |  | 6111-XD-966 P | LAMP |  |  | DOR | DCS | LP |  |  |  |  | - |  |  | NIS |  | 6111-XLP-180 | 61-PK-1102B | N2_C2 | 6111-XLP-180/6111-DSB-001 | [28 empty] | 6111-DSB-001 |  |  |  |  | 8 | 4
| 6111-XL-967P |  | 6111-XD-967 P | LAMP |  |  | DOR | DCS | LP |  |  |  |  | - |  |  | NIS |  | 6111-XLP-180 | 61-PK-1102B | N2_C2 | 6111-XLP-180/6111-DSB-001 | [28 empty] | 6111-DSB-001 |  |  |  |  | 9 | 1
| 6111-XL-968P |  | 6111-XD-968 P | LAMP |  |  | DOR | DCS | LP |  |  |  |  | - |  |  | NIS |  | 6111-XLP-180 | 61-PK-1102B | N2_C2 | 6111-XLP-180/6111-DSB-001 | [28 empty] | 6111-DSB-001 |  |  |  |  | 9 | 2
| 6111-XL-969P |  | 6111-XD-969 P | LAMP |  |  | DOR | DCS | LP |  |  |  |  | - |  |  | NIS |  | 6111-XLP-180 | 61-PK-1102B | N2_C2 | 6111-XLP-180/6111-DSB-001 | [28 empty] | 6111-DSB-001 |  |  |  |  | 9 | 3
| 6111-XL-970P |  | 6111-XD-970 P | LAMP |  |  | DOR | DCS | LP |  |  |  |  | - |  |  | NIS |  | 6111-XLP-180 | 61-PK-1102B | N2_C2 | 6111-XLP-180/6111-DSB-001 | [28 empty] | 6111-DSB-001 |  |  |  |  | 9 | 4
| 6121-HS-103B |  | 6121-XD-803 | HAND SWITCH |  |  | DIR | DCS | Field | [7 empty] | NIS | 4503-VZ-DM-T61212010 |  |  | ETH_T1 | 6121-HS-103B/6111-DSB-001 | [28 empty] | 6111-DSB-001 |  |  |  |  | 10 | 1
| 6121-HS-103A |  | 6121-XD-803 | HAND SWITCH |  |  | DIR | DCS | Field | [7 empty] | NIS | 4503-VZ-DM-T61212010 |  |  | ETH_T1 | 6121-HS-103A/6111-DSB-001 | [28 empty] | 6111-DSB-001 |  |  |  |  | 10 | 2
| 6111-HS-121B |  | 6111-XD-813 | HAND SWITCH |  |  | DIR | DCS | Field | [7 empty] | NIS | 4503-VZ-DM-T61112002 |  |  |  | 6111-HS-121B/6111-DSB-001 | [28 empty] | 6111-DSB-001 |  |  |  |  | 10 | 3
| 6111-HS-121A |  | 6111-XD-813 | HAND SWITCH |  |  | DIR | DCS | Field | [7 empty] | NIS | 4503-VZ-DM-T61112002 |  |  |  | 6111-HS-121A/6111-DSB-001 | [28 empty] | 6111-DSB-001 |  |  |  |  | 10 | 4
| 6111-XL-971P |  | 6111-XD-971 P | LAMP |  |  | DOR | DCS | LP |  |  |  |  | - |  |  | NIS |  | 6111-XLP-180 | 61-PK-1102B | N2_C2 | 6111-XLP-180/6111-DSB-001 | [28 empty] | 6111-DSB-001 |  |  |  |  | 11 | 1
| 6111-XL-972P |  | 6111-XD-972 P | LAMP |  |  | DOR | DCS | LP |  |  |  |  | - |  |  | NIS |  | 6111-XLP-180 | 61-PK-1102B | N2_C2 | 6111-XLP-180/6111-DSB-001 | [28 empty] | 6111-DSB-001 |  |  |  |  | 11 | 2
| 6111-XL-973P |  | 6111-XD-973 P | LAMP |  |  | DOR | DCS | LP |  |  |  |  | - |  |  | NIS |  | 6111-XLP-180 | 61-PK-1102B | N2_C2 | 6111-XLP-180/6111-DSB-001 | [28 empty] | 6111-DSB-001 |  |  |  |  | 11 | 3
| 6111-XL-974P |  | 6111-XD-974 P | LAMP |  |  | DOR | DCS | LP |  |  |  |  | - |  |  | NIS |  | 6111-XLP-180 | 61-PK-1102B | N2_C2 | 6111-XLP-180/6111-DSB-001 | [28 empty] | 6111-DSB-001 |  |  |  |  | 11 | 4
| 6111-XL-975P |  | 6111-XD-975 P | LAMP |  |  | DOR | DCS | LP |  |  |  |  | - |  |  | NIS |  | 6111-XLP-180 | 61-PK-1102B | N2_C2 | 6111-XLP-180/6111-DSB-001 | [28 empty] | 6111-DSB-001 |  |  |  |  | 12 | 1
| 6121-HS-106A |  | 6121-HD-106 | HAND SWITCH |  |  | DIR | DCS | Field | [7 empty] | NIS | 4503-VZ-DM-T61212020 |  |  |  | 6121-HS-106A/6111-DSB-001 | [28 empty] | 6111-DSB-001 |  |  |  |  | 12 | 2
| 6121-HS-106B |  | 6121-HD-106 | HAND SWITCH |  |  | DIR | DCS | Field | [7 empty] | NIS | 4503-VZ-DM-T61212020 |  |  |  | 6121-HS-106B/6111-DSB-001 | [28 empty] | 6111-DSB-001 |  |  |  |  | 12 | 3
| 6121-XY-828 |  | 6121-XD-828 | SOLENOID VALVE |  |  | DOR | DCS | Field | [7 empty] | NIS | 4503-VZ-DM-T61212001 |  |  |  | 6121-XY-828/6111-DSB-001 | [28 empty] | 6111-DSB-001 |  |  |  |  | 12 | 4
| 6121-HS-101 |  | 6121-XD-828 | HAND SWITCH |  |  | DIR | DCS | Field | [7 empty] | NIS | 4503-VZ-DM-T61212001 |  |  |  | 6121-HS-101/6111-DSB-001 | [28 empty] | 6111-DSB-001 |  |  |  |  | 13 | 1
| 6121-XY-829 |  | 6121-XD-829 | SOLENOID VALVE |  |  | DOR | DCS | Field | [7 empty] | NIS | 4503-VZ-DM-T61212001 |  |  |  | 6121-XY-829/6111-DSB-001 | [28 empty] | 6111-DSB-001 |  |  |  |  | 13 | 2
| 6121-HS-102 |  | 6121-XD-829 | HAND SWITCH |  |  | DIR | DCS | Field | [7 empty] | NIS | 4503-VZ-DM-T61212001 |  |  |  | 6121-HS-102/6111-DSB-001 | [28 empty] | 6111-DSB-001 |  |  |  |  | 13 | 3
| 6199-HS-101 |  | 6199-XD-801 | HAND SWITCH |  |  | DIR | DCS | Field | [7 empty] | NIS | 4503-VZ-DM-T61992001 |  |  |  | 6199-HS-101/6111-DSB-001 | [28 empty] | 6111-DSB-001 |  |  |  |  | 13 | 4
| 6199-XY-801 |  | 6199-XD-801 | SOLENOID VALVE |  |  | DOR | DCS | Field | [7 empty] | NIS | 4503-VZ-DM-T61992001 |  |  |  | 6199-XY-801/6111-DSB-001 | [28 empty] | 6111-DSB-001 |  |  |  |  | 14 | 1
| 6199-XY-802 |  | 6199-XD-802 | SOLENOID VALVE |  |  | DOR | DCS | Field | [7 empty] | NIS | 4503-VZ-DM-T61992001 |  |  |  | 6199-XY-802/6111-DSB-001 | [28 empty] | 6111-DSB-001 |  |  |  |  | 14 | 2
| 6199-XY-803 |  | 6199-XD-803 | SOLENOID VALVE |  |  | DOR | DCS | Field | [7 empty] | NIS | 4503-VZ-DM-T61992001 |  |  |  | 6199-XY-803/6111-DSB-001 | [28 empty] | 6111-DSB-001 |  |  |  |  | 14 | 3
| 6199-XY-804 |  | 6199-XD-804 | SOLENOID VALVE |  |  | DOR | DCS | Field | [7 empty] | NIS | 4503-VZ-DM-T61992001 |  |  |  | 6199-XY-804/6111-DSB-001 | [28 empty] | 6111-DSB-001 |  |  |  |  | 14 | 4
| 6199-XY-805 |  | 6199-XD-805 | SOLENOID VALVE |  |  | DOR | DCS | Field | [7 empty] | NIS | 4503-VZ-DM-T61992001 |  |  |  | 6199-XY-805/6111-DSB-001 | [28 empty] | 6111-DSB-001 |  |  |  |  | 15 | 1
| 6611-XY-801 |  | 6611-XD-801 | SOLENOID VALVE |  |  | DOR | DCS | Field | [7 empty] | NIS | 4503-WZ-DM-T66112701 |  |  |  | 6611-XY-801/6111-DSB-001 | [28 empty] | 6111-DSB-001 |  |  |  |  | 15 | 2
| 6611-XY-802 |  | 6611-XD-802 | SOLENOID VALVE |  |  | DOR | DCS | Field | [7 empty] | NIS | 4503-WZ-DM-T66112701 |  |  |  | 6611-XY-802/6111-DSB-001 | [28 empty] | 6111-DSB-001 |  |  |  |  | 15 | 3
| 6682-FT-201 |  | 6682-FD-201 | FLOW TRANSMITTER - MAG |  |  | AIRH | DCS | Field |  |  |  |  | 230 VAC |  |  | NIS | 4503-WZ-DM-T66822701 |  |  |  | 6682-FT-201/6111-DSB-001 | [28 empty] | 6111-DSB-001 |  |  |  |  | 15 | 4
| 6682-LT-301 |  | 6682-LD-301 | LEVEL TRANSMITTER - GW RADAR |  |  | AIRH | DCS | Field | [7 empty] | NIS | 4503-WZ-DM-T66822701 | 66-SU-8201 |  |  | 6682-LT-301/6111-DSB-001 | [28 empty] | 6111-DSB-001 |  |  |  |  | 16 | 1
| 6682-PT-404 |  | 6682-PD-404 | PRESSURE TRANSMITTER |  |  | AIRH | DCS | Field | [7 empty] | NIS | 4503-WZ-DM-T66822701 |  |  |  | 6682-PT-404/6111-DSB-001 | [28 empty] | 6111-DSB-001 |  |  |  |  | 16 | 2
| 6682-TT-602 |  | 6682-TD-602 | TEMPERATURE TRANSM. - HEAD MOUNT |  |  | AIRH | DCS | Field | [7 empty] | NIS | 4503-WZ-DM-T66822701 | 66-SU-8201 |  |  | 6682-TT-602/6111-DSB-001 | [28 empty] | 6111-DSB-001 |  |  |  |  | 16 | 3
| 6699-FT-250 |  | 6699-FD-250 | FLOW TRANSMITTER - MAG |  |  | AIRH | DCS | Field |  |  |  |  | 230 VAC |  |  | NIS | 4503-WZ-DM-T66992002 |  |  |  | 6699-FT-250/6111-DSB-001 | [28 empty] | 6111-DSB-001 |  |  |  |  | 16 | 4
| 6699-XY-850 |  | 6699-XD-850 | SOLENOID VALVE |  |  | DOR | DCS | Field | [7 empty] | NIS | 4503-WZ-DM-T66992001 |  |  |  | 6699-XY-850/6111-DSB-001 | [28 empty] | 6111-DSB-001 |  |  |  |  | 17 | 1
| 6682-LS-351 P |  |  | FLOAT SWITCH |  |  | DIR | DCS | Field | [7 empty] | NIS |  |  |  |  | 6682-LS-351 P/6111-DSB-001 | [28 empty] | 6111-DSB-001 |  |  |  |  | 17 | 2
| 6682-LS-352 P |  |  | FLOAT SWITCH |  |  | DIR | DCS | Field | [7 empty] | NIS |  |  |  |  | 6682-LS-352 P/6111-DSB-001 | [28 empty] | 6111-DSB-001 |  |  |  |  | 17 | 3
| 6682-LS-353 P |  |  | FLOAT SWITCH |  |  | DIR | DCS | Field | [7 empty] | NIS |  |  |  |  | 6682-LS-353 P/6111-DSB-001 | [28 empty] | 6111-DSB-001 |  |  |  |  | 17 | 4
| SPARE | [49 empty] | 6111-DSB-001 |  |  |  |  | 18 | 1
| SPARE | [49 empty] | 6111-DSB-001 |  |  |  |  | 18 | 2
| SPARE | [49 empty] | 6111-DSB-001 |  |  |  |  | 18 | 3
| SPARE | [49 empty] | 6111-DSB-001 |  |  |  |  | 18 | 4
| SPARE | [49 empty] | 6111-DSB-001 |  |  |  |  | 19 | 1
| SPARE | [49 empty] | 6111-DSB-001 |  |  |  |  | 19 | 2
| SPARE | [49 empty] | 6111-DSB-001 |  |  |  |  | 19 | 3
| SPARE | [49 empty] | 6111-DSB-001 |  |  |  |  | 19 | 4
| SPARE | [49 empty] | 6111-DSB-001 |  |  |  |  | 20 | 1
| SPARE | [49 empty] | 6111-DSB-001 |  |  |  |  | 20 | 2
| SPARE | [49 empty] | 6111-DSB-001 |  |  |  |  | 20 | 3
| SPARE | [49 empty] | 6111-DSB-001 |  |  |  |  | 20 | 4
| SPARE | [49 empty] | 6111-DSB-001 |  |  |  |  | 21 | 1
| SPARE | [49 empty] | 6111-DSB-001 |  |  |  |  | 21 | 2
| SPARE | [49 empty] | 6111-DSB-001 |  |  |  |  | 21 | 3
| SPARE | [49 empty] | 6111-DSB-001 |  |  |  |  | 21 | 4
| SPARE | [49 empty] | 6111-DSB-001 |  |  |  |  | 22 | 1
| SPARE | [49 empty] | 6111-DSB-001 |  |  |  |  | 22 | 2
| SPARE | [49 empty] | 6111-DSB-001 |  |  |  |  | 22 | 3
| SPARE | [49 empty] | 6111-DSB-001 |  |  |  |  | 22 | 4
| SPARE | [49 empty] | 6111-DSB-001 |  |  |  |  | 23 | 1
| SPARE | [49 empty] | 6111-DSB-001 |  |  |  |  | 23 | 2
| SPARE | [49 empty] | 6111-DSB-001 |  |  |  |  | 23 | 3
| SPARE | [49 empty] | 6111-DSB-001 |  |  |  |  | 23 | 4
| SPARE | [49 empty] | 6111-DSB-001 |  |  |  |  | 24 | 1
| SPARE | [49 empty] | 6111-DSB-001 |  |  |  |  | 24 | 2
| SPARE | [49 empty] | 6111-DSB-001 |  |  |  |  | 24 | 3
| SPARE | [49 empty] | 6111-DSB-001 |  |  |  |  | 24 | 4
| 6111-AT-002E |  | 6111-AD-002 | ANALYZER - MOISTURE |  |  | AIRH | DCS | Field |  |  |  |  | - |  |  | IS | 4503-VZ-DM-T61112003 |  |  |  | 6111-AT-002E/6111-DSB-002 | [28 empty] | 6111-DSB-002 |  |  |  |  | 1 | 1
| 6111-AT-002F |  | 6111-AD-002 | ANALYZER - ELECTROCHEMICAL OXYGEN ANALYZ |  |  | AIRH | DCS | Field |  |  |  |  | - |  |  | IS | 4503-VZ-DM-T61112003 |  |  |  | 6111-AT-002F/6111-DSB-002 | [28 empty] | 6111-DSB-002 |  |  |  |  | 1 | 2
| 6121-FT-232 |  | 6121-FD-232 | FLOW TRANSMITTER - CORIOLIS |  |  | AIRH | DCS | Field |  |  |  |  | 230 VAC |  |  | IS | 4503-VZ-DM-T61212001 |  |  |  | 6121-FT-232/6111-DSB-002 | [28 empty] | 6111-DSB-002 |  |  |  |  | 1 | 3
| 6121-TT-641 |  | 6121-FD-232 | TEMPERATURE TRANSMITTER |  |  | AIRH | DCS | Field | [7 empty] | IS | 4503-VZ-DM-T61212001 |  |  |  | 6121-TT-641/6111-DSB-002 | [28 empty] | 6111-DSB-002 |  |  |  |  | 1 | 4
| 6121-FT-233 |  | 6121-FD-233 | FLOW TRANSMITTER - CORIOLIS |  |  | AIRH | DCS | Field |  |  |  |  | 230 VAC |  |  | IS | 4503-VZ-DM-T61212001 |  |  |  | 6121-FT-233/6111-DSB-002 | [28 empty] | 6111-DSB-002 |  |  |  |  | 2 | 1
| 6121-TT-640 |  | 6121-FD-233 | TEMPERATURE TRANSMITTER |  |  | AIRH | DCS | Field | [7 empty] | IS | 4503-VZ-DM-T61212001 |  |  |  | 6121-TT-640/6111-DSB-002 | [28 empty] | 6111-DSB-002 |  |  |  |  | 2 | 2
| 6121-HY-130 |  | 6121-HD-130 | E/P POSITIONER |  |  | AORH | DCS | Field | [7 empty] | IS | 4503-VZ-DM-T61212001 |  |  |  | 6121-HY-130/6111-DSB-002 | [28 empty] | 6111-DSB-002 |  |  |  |  | 2 | 3
| 6121-HY-132 |  | 6121-HD-132 | E/P POSITIONER |  |  | AORH | DCS | Field | [7 empty] | IS | 4503-VZ-DM-T61212001 |  |  |  | 6121-HY-132/6111-DSB-002 | [28 empty] | 6111-DSB-002 |  |  |  |  | 2 | 4
| 6121-PT-473 |  | 6121-PD-473 | PRESSURE TRANSMITTER |  |  | AIRH | DCS | Field | [7 empty] | IS | 4503-VZ-DM-T61212001 |  |  |  | 6121-PT-473/6111-DSB-002 | [28 empty] | 6111-DSB-002 |  |  |  |  | 3 | 1
| 6121-PT-474 |  | 6121-PD-474 | PRESSURE TRANSMITTER |  |  | AIRH | DCS | Field | [7 empty] | IS | 4503-VZ-DM-T61212001 |  |  |  | 6121-PT-474/6111-DSB-002 | [28 empty] | 6111-DSB-002 |  |  |  |  | 3 | 2
| 6121-XZSC-828 |  | 6121-XD-828 | LIMIT SWITCH - CLOSE |  |  | DIR | DCS | Field | [7 empty] | IS | 4503-VZ-DM-T61212001 |  |  |  | 6121-XZSC-828/6111-DSB-002 | [28 empty] | 6111-DSB-002 |  |  |  |  | 3 | 3
| 6121-XZSO-828 |  | 6121-XD-828 | LIMIT SWITCH - OPEN |  |  | DIR | DCS | Field | [7 empty] | IS | 4503-VZ-DM-T61212001 |  |  |  | 6121-XZSO-828/6111-DSB-002 | [28 empty] | 6111-DSB-002 |  |  |  |  | 3 | 4
| 6121-XZSC-829 |  | 6121-XD-829 | LIMIT SWITCH - CLOSE |  |  | DIR | DCS | Field | [7 empty] | IS | 4503-VZ-DM-T61212001 |  |  |  | 6121-XZSC-829/6111-DSB-002 | [28 empty] | 6111-DSB-002 |  |  |  |  | 4 | 1
| 6121-XZSO-829 |  | 6121-XD-829 | LIMIT SWITCH - OPEN |  |  | DIR | DCS | Field | [7 empty] | IS | 4503-VZ-DM-T61212001 |  |  |  | 6121-XZSO-829/6111-DSB-002 | [28 empty] | 6111-DSB-002 |  |  |  |  | 4 | 2
| 6199-FT-204 |  | 6199-FD-204 | FLOW TRANSMITTER - CORIOLIS |  |  | AIRH | DCS | Field |  |  |  |  | 230 VAC |  |  | IS | 4503-VZ-DM-T61992001 |  |  |  | 6199-FT-204/6111-DSB-002 | [28 empty] | 6111-DSB-002 |  |  |  |  | 4 | 3
| 6199-PT-401 |  | 6199-PD-401 | PRESSURE TRANSMITTER |  |  | AIRH | DCS | Field | [7 empty] | IS | 4503-VZ-DM-T61992001 |  |  |  | 6199-PT-401/6111-DSB-002 | [28 empty] | 6111-DSB-002 |  |  |  |  | 4 | 4
| 6199-PY-401 |  | 6199-PD-401 | E/P POSITIONER |  |  | AORH | DCS | Field | [7 empty] | IS | 4503-VZ-DM-T61992001 |  |  |  | 6199-PY-401/6111-DSB-002 | [28 empty] | 6111-DSB-002 |  |  |  |  | 5 | 1
| 6199-PT-402 |  | 6199-PD-402 | PRESSURE TRANSMITTER |  |  | AIRH | DCS | Field | [7 empty] | IS | 4503-VZ-DM-T61992001 |  |  |  | 6199-PT-402/6111-DSB-002 | [28 empty] | 6111-DSB-002 |  |  |  |  | 5 | 2
| 6199-PT-404 |  | 6199-PD-404 | PRESSURE TRANSMITTER |  |  | AIRH | DCS | Field | [7 empty] | IS | 4503-VZ-DM-T61992001 |  |  |  | 6199-PT-404/6111-DSB-002 | [28 empty] | 6111-DSB-002 |  |  |  |  | 5 | 3
| 6199-PT-406 |  | 6199-PD-406 | PRESSURE TRANSMITTER |  |  | AIRH | DCS | Field | [7 empty] | IS | 4503-VZ-DM-T61992001 |  |  |  | 6199-PT-406/6111-DSB-002 | [28 empty] | 6111-DSB-002 |  |  |  |  | 5 | 4
| 6199-PT-407 |  | 6199-PD-407 | PRESSURE TRANSMITTER |  |  | AIRH | DCS | Field | [7 empty] | IS | 4503-VZ-DM-T61992001 |  |  |  | 6199-PT-407/6111-DSB-002 | [28 empty] | 6111-DSB-002 |  |  |  |  | 6 | 1
| 6199-PT-409 |  | 6199-PD-409 | PRESSURE TRANSMITTER |  |  | AIRH | DCS | Field | [7 empty] | IS | 4503-VZ-DM-T61992001 |  |  |  | 6199-PT-409/6111-DSB-002 | [28 empty] | 6111-DSB-002 |  |  |  |  | 6 | 2
| 6199-TT-601 |  | 6199-TD-601 | TEMPERATURE TRANSM. - HEAD MOUNT |  |  | AIRH | DCS | Field | [7 empty] | IS | 4503-VZ-DM-T61992001 |  |  |  | 6199-TT-601/6111-DSB-002 | [28 empty] | 6111-DSB-002 |  |  |  |  | 6 | 3
| 6199-TT-604 |  | 6199-TD-604 | TEMPERATURE TRANSM. - HEAD MOUNT |  |  | AIRH | DCS | Field | [7 empty] | IS | 4503-VZ-DM-T61992001 |  |  |  | 6199-TT-604/6111-DSB-002 | [28 empty] | 6111-DSB-002 |  |  |  |  | 6 | 4
| 6199-TT-606 |  | 6199-TD-606 | TEMPERATURE TRANSM. - HEAD MOUNT |  |  | AIRH | DCS | Field | [7 empty] | IS | 4503-VZ-DM-T61992001 |  |  |  | 6199-TT-606/6111-DSB-002 | [28 empty] | 6111-DSB-002 |  |  |  |  | 7 | 1
| 6199-TT-608 |  | 6199-TD-608 | TEMPERATURE TRANSM. - HEAD MOUNT |  |  | AIRH | DCS | Field | [7 empty] | IS | 4503-VZ-DM-T61992001 |  |  |  | 6199-TT-608/6111-DSB-002 | [28 empty] | 6111-DSB-002 |  |  |  |  | 7 | 2
| 6199-TT-610 |  | 6199-TD-610 | TEMPERATURE TRANSM. - HEAD MOUNT |  |  | AIRH | DCS | Field | [7 empty] | IS | 4503-VZ-DM-T61992001 |  |  |  | 6199-TT-610/6111-DSB-002 | [28 empty] | 6111-DSB-002 |  |  |  |  | 7 | 3
| 6199-XHY-801 |  | 6199-XD-801 | PST DEVICE |  |  | AORH | DCS | Field | [7 empty] | IS | 4503-VZ-DM-T61992001 |  |  |  | 6199-XHY-801/6111-DSB-002 | [28 empty] | 6111-DSB-002 |  |  |  |  | 7 | 4
| 6199-XZSC-801 |  | 6199-XD-801 | LIMIT SWITCH - CLOSE |  |  | DIR | DCS | Field | [7 empty] | IS | 4503-VZ-DM-T61992001 |  |  |  | 6199-XZSC-801/6111-DSB-002 | [28 empty] | 6111-DSB-002 |  |  |  |  | 8 | 1
| 6199-XZSO-801 |  | 6199-XD-801 | LIMIT SWITCH - OPEN |  |  | DIR | DCS | Field | [7 empty] | IS | 4503-VZ-DM-T61992001 |  |  |  | 6199-XZSO-801/6111-DSB-002 | [28 empty] | 6111-DSB-002 |  |  |  |  | 8 | 2
| 6199-XHY-802 |  | 6199-XD-802 | PST DEVICE |  |  | AORH | DCS | Field | [7 empty] | IS | 4503-VZ-DM-T61992001 |  |  |  | 6199-XHY-802/6111-DSB-002 | [28 empty] | 6111-DSB-002 |  |  |  |  | 8 | 3
| 6199-XZSC-802 |  | 6199-XD-802 | LIMIT SWITCH - CLOSE |  |  | DIR | DCS | Field | [7 empty] | IS | 4503-VZ-DM-T61992001 |  |  |  | 6199-XZSC-802/6111-DSB-002 | [28 empty] | 6111-DSB-002 |  |  |  |  | 8 | 4
| 6199-XZSO-802 |  | 6199-XD-802 | LIMIT SWITCH - OPEN |  |  | DIR | DCS | Field | [7 empty] | IS | 4503-VZ-DM-T61992001 |  |  |  | 6199-XZSO-802/6111-DSB-002 | [28 empty] | 6111-DSB-002 |  |  |  |  | 9 | 1
| 6199-XZSC-803 |  | 6199-XD-803 | LIMIT SWITCH - CLOSE |  |  | DIR | DCS | Field | [7 empty] | IS | 4503-VZ-DM-T61992001 |  |  |  | 6199-XZSC-803/6111-DSB-002 | [28 empty] | 6111-DSB-002 |  |  |  |  | 9 | 2
| 6199-XHY-803 |  | 6199-XD-803 | PST DEVICE |  |  | AORH | DCS | Field | [7 empty] | IS | 4503-VZ-DM-T61992001 |  |  |  | 6199-XHY-803/6111-DSB-002 | [28 empty] | 6111-DSB-002 |  |  |  |  | 9 | 3
| 6199-XZSO-803 |  | 6199-XD-803 | LIMIT SWITCH - OPEN |  |  | DIR | DCS | Field | [7 empty] | IS | 4503-VZ-DM-T61992001 |  |  |  | 6199-XZSO-803/6111-DSB-002 | [28 empty] | 6111-DSB-002 |  |  |  |  | 9 | 4
| 6199-XZSC-804 |  | 6199-XD-804 | LIMIT SWITCH - CLOSE |  |  | DIR | DCS | Field | [7 empty] | IS | 4503-VZ-DM-T61992001 |  |  |  | 6199-XZSC-804/6111-DSB-002 | [28 empty] | 6111-DSB-002 |  |  |  |  | 10 | 1
| 6199-XHY-804 |  | 6199-XD-804 | PST DEVICE |  |  | AORH | DCS | Field | [7 empty] | IS | 4503-VZ-DM-T61992001 |  |  |  | 6199-XHY-804/6111-DSB-002 | [28 empty] | 6111-DSB-002 |  |  |  |  | 10 | 2
| 6199-XZSO-804 |  | 6199-XD-804 | LIMIT SWITCH - OPEN |  |  | DIR | DCS | Field | [7 empty] | IS | 4503-VZ-DM-T61992001 |  |  |  | 6199-XZSO-804/6111-DSB-002 | [28 empty] | 6111-DSB-002 |  |  |  |  | 10 | 3
| 6199-XHY-805 |  | 6199-XD-805 | PST DEVICE |  |  | AORH | DCS | Field | [7 empty] | IS | 4503-VZ-DM-T61992001 |  |  |  | 6199-XHY-805/6111-DSB-002 | [28 empty] | 6111-DSB-002 |  |  |  |  | 10 | 4
| 6199-XZSC-805 |  | 6199-XD-805 | LIMIT SWITCH - CLOSE |  |  | DIR | DCS | Field | [7 empty] | IS | 4503-VZ-DM-T61992001 |  |  |  | 6199-XZSC-805/6111-DSB-002 | [28 empty] | 6111-DSB-002 |  |  |  |  | 11 | 1
| 6199-XZSO-805 |  | 6199-XD-805 | LIMIT SWITCH - OPEN |  |  | DIR | DCS | Field | [7 empty] | IS | 4503-VZ-DM-T61992001 |  |  |  | 6199-XZSO-805/6111-DSB-002 | [28 empty] | 6111-DSB-002 |  |  |  |  | 11 | 2
| 6611-PT-401 |  | 6611-PD-401 | PRESSURE TRANSMITTER |  |  | AIRH | DCS | Field | [7 empty] | IS | 4503-WZ-DM-T66112701 |  |  |  | 6611-PT-401/6111-DSB-002 | [28 empty] | 6111-DSB-002 |  |  |  |  | 11 | 3
| 6611-PY-401 |  | 6611-PD-401 | E/P POSITIONER |  |  | AORH | DCS | Field | [7 empty] | IS | 4503-WZ-DM-T66112701 |  |  |  | 6611-PY-401/6111-DSB-002 | [28 empty] | 6111-DSB-002 |  |  |  |  | 11 | 4
| 6611-TT-601 |  | 6611-TD-601 | TEMPERATURE TRANSM. - HEAD MOUNT |  |  | AIRH | DCS | Field | [7 empty] | IS | 4503-WZ-DM-T66112701 |  |  |  | 6611-TT-601/6111-DSB-002 | [28 empty] | 6111-DSB-002 |  |  |  |  | 12 | 1
| 6611-TY-601 |  | 6611-TD-601 | E/P POSITIONER |  |  | AORH | DCS | Field | [7 empty] | IS | 4503-WZ-DM-T66112701 |  |  |  | 6611-TY-601/6111-DSB-002 | [28 empty] | 6111-DSB-002 |  |  |  |  | 12 | 2
| 6611-XZSC-801 |  | 6611-XD-801 | LIMIT SWITCH - CLOSE |  |  | DIR | DCS | Field | [7 empty] | IS | 4503-WZ-DM-T66112701 |  |  |  | 6611-XZSC-801/6111-DSB-002 | [28 empty] | 6111-DSB-002 |  |  |  |  | 12 | 3
| 6611-XZSO-801 |  | 6611-XD-801 | LIMIT SWITCH - OPEN |  |  | DIR | DCS | Field | [7 empty] | IS | 4503-WZ-DM-T66112701 |  |  |  | 6611-XZSO-801/6111-DSB-002 | [28 empty] | 6111-DSB-002 |  |  |  |  | 12 | 4
| 6611-XZSC-802 |  | 6611-XD-802 | LIMIT SWITCH - CLOSE |  |  | DIR | DCS | Field | [7 empty] | IS | 4503-WZ-DM-T66112701 |  |  |  | 6611-XZSC-802/6111-DSB-002 | [28 empty] | 6111-DSB-002 |  |  |  |  | 13 | 1
| 6611-XZSO-802 |  | 6611-XD-802 | LIMIT SWITCH - OPEN |  |  | DIR | DCS | Field | [7 empty] | IS | 4503-WZ-DM-T66112701 |  |  |  | 6611-XZSO-802/6111-DSB-002 | [28 empty] | 6111-DSB-002 |  |  |  |  | 13 | 2
| 6699-AT-001E |  | 6699-AD-001 | ANALYZER - MOISTURE |  |  | AIRH | DCS | Field |  |  |  |  | - |  |  | IS | 4503-WZ-DM-T66992004 |  |  |  | 6699-AT-001E/6111-DSB-002 | [28 empty] | 6111-DSB-002 |  |  |  |  | 13 | 3
| 6699-FT-210 |  | 6699-FD-210 | FLOW TRANSMITTER - VORTEX |  |  | AIRH | DCS | Field | [7 empty] | IS | 4503-WZ-DM-T66992001 |  |  |  | 6699-FT-210/6111-DSB-002 | [28 empty] | 6111-DSB-002 |  |  |  |  | 13 | 4
| 6699-FT-212 |  | 6699-FD-212 | FLOW TRANSMITTER - VORTEX |  |  | AIRH | DCS | Field | [7 empty] | IS | 4503-WZ-DM-T66992002 |  |  |  | 6699-FT-212/6111-DSB-002 | [28 empty] | 6111-DSB-002 |  |  |  |  | 14 | 1
| 6699-FT-231 |  | 6699-FD-231 | FLOW TRANSMITTER - VORTEX |  |  | AIRH | DCS | Field | [7 empty] | IS | 4503-WZ-DM-T66992003 |  |  |  | 6699-FT-231/6111-DSB-002 | [28 empty] | 6111-DSB-002 |  |  |  |  | 14 | 2
| 6699-FT-236 |  | 6699-FD-236 | FLOW TRANSMITTER - VORTEX |  |  | AIRH | DCS | Field | [7 empty] | IS | 4503-WZ-DM-T66992004 |  |  |  | 6699-FT-236/6111-DSB-002 | [28 empty] | 6111-DSB-002 |  |  |  |  | 14 | 3
| 6699-FT-237 |  | 6699-FD-237 | FLOW TRANSMITTER - VORTEX |  |  | AIRH | DCS | Field | [7 empty] | IS | 4503-WZ-DM-T66992004 |  |  |  | 6699-FT-237/6111-DSB-002 | [28 empty] | 6111-DSB-002 |  |  |  |  | 14 | 4
| 6699-FT-239 |  | 6699-FD-239 | FLOW TRANSMITTER - VORTEX |  |  | AIRH | DCS | Field | [7 empty] | IS | 4503-WZ-DM-T66992004 |  |  |  | 6699-FT-239/6111-DSB-002 | [28 empty] | 6111-DSB-002 |  |  |  |  | 15 | 1
| 6699-FT-251 |  | 6699-FD-251 | FLOW TRANSMITTER - VORTEX |  |  | AIRH | DCS | Field | [7 empty] | IS | 4503-WZ-DM-T66992001 |  |  |  | 6699-FT-251/6111-DSB-002 | [28 empty] | 6111-DSB-002 |  |  |  |  | 15 | 2
| 6699-FT-252 |  | 6699-FD-252 | FLOW TRANSMITTER - VORTEX |  |  | AIRH | DCS | Field | [7 empty] | IS | 4503-WZ-DM-T66992003 |  |  |  | 6699-FT-252/6111-DSB-002 | [28 empty] | 6111-DSB-002 |  |  |  |  | 15 | 3
| 6699-FT-253 |  | 6699-FD-253 | FLOW TRANSMITTER - VORTEX |  |  | AIRH | DCS | Field | [7 empty] | IS | 4503-WZ-DM-T66992002 |  |  |  | 6699-FT-253/6111-DSB-002 | [28 empty] | 6111-DSB-002 |  |  |  |  | 15 | 4
| 6699-PT-415 |  | 6699-PD-415 | PRESSURE TRANSMITTER |  |  | AIRH | DCS | Field | [7 empty] | IS | 4503-WZ-DM-T66992001 |  |  |  | 6699-PT-415/6111-DSB-002 | [28 empty] | 6111-DSB-002 |  |  |  |  | 16 | 1
| 6699-PT-420 |  | 6699-PD-420 | PRESSURE TRANSMITTER |  |  | AIRH | DCS | Field | [7 empty] | IS | 4503-WZ-DM-T66992002 |  |  |  | 6699-PT-420/6111-DSB-002 | [28 empty] | 6111-DSB-002 |  |  |  |  | 16 | 2
| 6699-PT-427 |  | 6699-PD-427 | PRESSURE TRANSMITTER |  |  | AIRH | DCS | Field | [7 empty] | IS | 4503-WZ-DM-T66992002 |  |  |  | 6699-PT-427/6111-DSB-002 | [28 empty] | 6111-DSB-002 |  |  |  |  | 16 | 3
| 6699-PT-428 |  | 6699-PD-428 | PRESSURE TRANSMITTER |  |  | AIRH | DCS | Field | [7 empty] | IS | 4503-WZ-DM-T66992002 |  |  |  | 6699-PT-428/6111-DSB-002 | [28 empty] | 6111-DSB-002 |  |  |  |  | 16 | 4
| 6699-PT-439 |  | 6699-PD-439 | PRESSURE TRANSMITTER |  |  | AIRH | DCS | Field | [7 empty] | IS | 4503-WZ-DM-T66992003 |  |  |  | 6699-PT-439/6111-DSB-002 | [28 empty] | 6111-DSB-002 |  |  |  |  | 17 | 1
| 6699-PT-453 |  | 6699-PD-453 | PRESSURE TRANSMITTER |  |  | AIRH | DCS | Field | [7 empty] | IS | 4503-WZ-DM-T66992003 |  |  |  | 6699-PT-453/6111-DSB-002 | [28 empty] | 6111-DSB-002 |  |  |  |  | 17 | 2
| 6699-PT-454 |  | 6699-PD-454 | PRESSURE TRANSMITTER |  |  | AIRH | DCS | Field | [7 empty] | IS | 4503-WZ-DM-T66992003 |  |  |  | 6699-PT-454/6111-DSB-002 | [28 empty] | 6111-DSB-002 |  |  |  |  | 17 | 3
| 6699-PT-455 |  | 6699-PD-455 | PRESSURE TRANSMITTER |  |  | AIRH | DCS | Field | [7 empty] | IS | 4503-WZ-DM-T66992003 |  |  |  | 6699-PT-455/6111-DSB-002 | [28 empty] | 6111-DSB-002 |  |  |  |  | 17 | 4
| 6699-PT-456 |  | 6699-PD-456 | PRESSURE TRANSMITTER |  |  | AIRH | DCS | Field | [7 empty] | IS | 4503-WZ-DM-T66992003 |  |  |  | 6699-PT-456/6111-DSB-002 | [28 empty] | 6111-DSB-002 |  |  |  |  | 18 | 1
| 6699-PT-461 |  | 6699-PD-461 | PRESSURE TRANSMITTER |  |  | AIRH | DCS | Field | [7 empty] | IS | 4503-WZ-DM-T66992004 |  |  |  | 6699-PT-461/6111-DSB-002 | [28 empty] | 6111-DSB-002 |  |  |  |  | 18 | 2
| 6699-PT-462 |  | 6699-PD-462 | PRESSURE TRANSMITTER |  |  | AIRH | DCS | Field | [7 empty] | IS | 4503-WZ-DM-T66992004 |  |  |  | 6699-PT-462/6111-DSB-002 | [28 empty] | 6111-DSB-002 |  |  |  |  | 18 | 3
| 6699-PT-464 |  | 6699-PD-464 | PRESSURE TRANSMITTER |  |  | AIRH | DCS | Field | [7 empty] | IS | 4503-WZ-DM-T66992004 |  |  |  | 6699-PT-464/6111-DSB-002 | [28 empty] | 6111-DSB-002 |  |  |  |  | 18 | 4
| 6699-PT-470 |  | 6699-PD-470 | PRESSURE TRANSMITTER |  |  | AIRH | DCS | Field | [7 empty] | IS | 4503-WZ-DM-T66992003 |  |  |  | 6699-PT-470/6111-DSB-002 | [28 empty] | 6111-DSB-002 |  |  |  |  | 19 | 1
| 6699-PT-480 |  | 6699-PD-480 | PRESSURE TRANSMITTER |  |  | AIRH | DCS | Field | [7 empty] | IS | 4503-WZ-DM-T66992001 |  |  |  | 6699-PT-480/6111-DSB-002 | [28 empty] | 6111-DSB-002 |  |  |  |  | 19 | 2
| 6699-PT-482 |  | 6699-PD-482 | PRESSURE TRANSMITTER |  |  | AIRH | DCS | Field | [7 empty] | IS | 4503-WZ-DM-T66992001 |  |  |  | 6699-PT-482/6111-DSB-002 | [28 empty] | 6111-DSB-002 |  |  |  |  | 19 | 3
| 6699-PT-485 |  | 6699-PD-485 | PRESSURE TRANSMITTER |  |  | AIRH | DCS | Field | [7 empty] | IS | 4503-WZ-DM-T66992001 |  |  |  | 6699-PT-485/6111-DSB-002 | [28 empty] | 6111-DSB-002 |  |  |  |  | 19 | 4
| 6699-PY-485 |  | 6699-PD-485 | E/P POSITIONER |  |  | AORH | DCS | Field | [7 empty] | IS | 4503-WZ-DM-T66992001 |  |  |  | 6699-PY-485/6111-DSB-002 | [28 empty] | 6111-DSB-002 |  |  |  |  | 20 | 1
| 6699-TT-611 |  | 6699-TD-611 | TEMPERATURE TRANSM. - HEAD MOUNT |  |  | AIRH | DCS | Field | [7 empty] | IS | 4503-WZ-DM-T66992002 |  |  |  | 6699-TT-611/6111-DSB-002 | [28 empty] | 6111-DSB-002 |  |  |  |  | 20 | 2
| 6699-TT-612 |  | 6699-TD-612 | TEMPERATURE TRANSM. - HEAD MOUNT |  |  | AIRH | DCS | Field | [7 empty] | IS | 4503-WZ-DM-T66992002 |  |  |  | 6699-TT-612/6111-DSB-002 | [28 empty] | 6111-DSB-002 |  |  |  |  | 20 | 3
| 6699-TT-614 |  | 6699-TD-614 | TEMPERATURE TRANSM. - HEAD MOUNT |  |  | AIRH | DCS | Field | [7 empty] | IS | 4503-WZ-DM-T66992001 |  |  |  | 6699-TT-614/6111-DSB-002 | [28 empty] | 6111-DSB-002 |  |  |  |  | 20 | 4
| SPARE | [49 empty] | 6111-DSB-002 |  |  |  |  | 21 | 1
| SPARE | [49 empty] | 6111-DSB-002 |  |  |  |  | 21 | 2
| SPARE | [49 empty] | 6111-DSB-002 |  |  |  |  | 21 | 3
| SPARE | [49 empty] | 6111-DSB-002 |  |  |  |  | 21 | 4
| SPARE | [49 empty] | 6111-DSB-002 |  |  |  |  | 22 | 1
| SPARE | [49 empty] | 6111-DSB-002 |  |  |  |  | 22 | 2
| SPARE | [49 empty] | 6111-DSB-002 |  |  |  |  | 22 | 3
| SPARE | [49 empty] | 6111-DSB-002 |  |  |  |  | 22 | 4
| SPARE | [49 empty] | 6111-DSB-002 |  |  |  |  | 23 | 1
| SPARE | [49 empty] | 6111-DSB-002 |  |  |  |  | 23 | 2
| SPARE | [49 empty] | 6111-DSB-002 |  |  |  |  | 23 | 3
| SPARE | [49 empty] | 6111-DSB-002 |  |  |  |  | 23 | 4
| SPARE | [49 empty] | 6111-DSB-002 |  |  |  |  | 24 | 1
| SPARE | [49 empty] | 6111-DSB-002 |  |  |  |  | 24 | 2
| SPARE | [49 empty] | 6111-DSB-002 |  |  |  |  | 24 | 3
| SPARE | [49 empty] | 6111-DSB-002 |  |  |  |  | 24 | 4
| 6121-TT-664AP |  | 6121-TD-664AP | TEMPERATURE TRANSM. - HEAD MOUNT |  |  | AIRH | DCS | Field | [7 empty] | IS | 4503-CE-VD-BD087T3261E2114001 | 61-E-2114 | 61-E-2114 |  | 6121-TT-664AP/6111-DSB-003 | [28 empty] | 6111-DSB-003 |  |  |  |  | 1 | 1
| 6121-TT-664BP |  | 6121-TD-664BP | TEMPERATURE TRANSM. - HEAD MOUNT |  |  | AIRH | DCS | Field | [7 empty] | IS | 4503-CE-VD-BD087T3261E2114001 | 61-E-2114 | 61-E-2114 |  | 6121-TT-664BP/6111-DSB-003 | [28 empty] | 6111-DSB-003 |  |  |  |  | 1 | 2
| 6121-TT-664CP |  | 6121-TD-664CP | TEMPERATURE TRANSM. - HEAD MOUNT |  |  | AIRH | DCS | Field | [7 empty] | IS | 4503-CE-VD-BD087T3261E2114001 | 61-E-2114 | 61-E-2114 |  | 6121-TT-664CP/6111-DSB-003 | [28 empty] | 6111-DSB-003 |  |  |  |  | 1 | 3
| 6199-FT-202 |  | 6199-FD-202 | FLOW TRANSMITTER - CORIOLIS |  |  | AIRH | DCS | Field |  |  |  |  | 230 VAC |  |  | IS | 4503-VZ-DM-T61992001 |  |  |  | 6199-FT-202/6111-DSB-003 | [28 empty] | 6111-DSB-003 |  |  |  |  | 1 | 4
| 6199-FT-203 |  | 6199-FD-203 | FLOW TRANSMITTER - CORIOLIS |  |  | AIRH | DCS | Field |  |  |  |  | 230 VAC |  |  | IS | 4503-VZ-DM-T61992001 |  |  |  | 6199-FT-203/6111-DSB-003 | [28 empty] | 6111-DSB-003 |  |  |  |  | 2 | 1
| 6199-FT-207 |  | 6199-FD-207 | FLOW TRANSMITTER - CORIOLIS |  |  | AIRH | DCS | Field |  |  |  |  | 230 VAC |  |  | IS | 4503-VZ-DM-T61992001 |  |  |  | 6199-FT-207/6111-DSB-003 | [28 empty] | 6111-DSB-003 |  |  |  |  | 2 | 2
| 6611-TT-602 |  | 6611-TD-602 | TEMPERATURE TRANSM. - HEAD MOUNT |  |  | AIRH | DCS | Field | [7 empty] | IS | 4503-WZ-DM-T66112701 |  |  |  | 6611-TT-602/6111-DSB-003 | [28 empty] | 6111-DSB-003 |  |  |  |  | 2 | 3
| 6699-AT-001F |  | 6699-AD-001 | ANALYZER - ELECTROCHEMICAL |  |  | AIRH | DCS | Field |  |  |  |  | - |  |  | IS | 4503-WZ-DM-T66992004 |  |  |  | 6699-AT-001F/6111-DSB-003 | [28 empty] | 6111-DSB-003 |  |  |  |  | 2 | 4
| 6699-FT-255 |  | 6699-FD-255 | FLOW TRANSMITTER - VORTEX |  |  | AIRH | DCS | Field | [7 empty] | IS | 4503-WZ-DM-T66992001 |  |  |  | 6699-FT-255/6111-DSB-003 | [28 empty] | 6111-DSB-003 |  |  |  |  | 3 | 1
| 6699-PT-426 |  | 6699-PD-426 | PRESSURE TRANSMITTER |  |  | AIRH | DCS | Field | [7 empty] | IS | 4503-WZ-DM-T66992002 |  |  |  | 6699-PT-426/6111-DSB-003 | [28 empty] | 6111-DSB-003 |  |  |  |  | 3 | 2
| 6699-TT-615 |  | 6699-TD-615 | TEMPERATURE TRANSM. - HEAD MOUNT |  |  | AIRH | DCS | Field | [7 empty] | IS | 4503-WZ-DM-T66992001 |  |  |  | 6699-TT-615/6111-DSB-003 | [28 empty] | 6111-DSB-003 |  |  |  |  | 3 | 3
| 6699-TT-619 |  | 6699-TD-619 | TEMPERATURE TRANSM. - HEAD MOUNT |  |  | AIRH | DCS | Field | [7 empty] | IS | 4503-WZ-DM-T66992002 |  |  |  | 6699-TT-619/6111-DSB-003 | [28 empty] | 6111-DSB-003 |  |  |  |  | 3 | 4
| 6699-TT-626 |  | 6699-TD-626 | TEMPERATURE TRANSM. - HEAD MOUNT |  |  | AIRH | DCS | Field | [7 empty] | IS | 4503-WZ-DM-T66992002 |  |  |  | 6699-TT-626/6111-DSB-003 | [28 empty] | 6111-DSB-003 |  |  |  |  | 4 | 1
| 6699-TT-639 |  | 6699-TD-639 | TEMPERATURE TRANSM. - HEAD MOUNT |  |  | AIRH | DCS | Field | [7 empty] | IS | 4503-WZ-DM-T66992003 |  |  |  | 6699-TT-639/6111-DSB-003 | [28 empty] | 6111-DSB-003 |  |  |  |  | 4 | 2
| 6699-TT-641 |  | 6699-TD-641 | TEMPERATURE TRANSM. - HEAD MOUNT |  |  | AIRH | DCS | Field | [7 empty] | IS | 4503-WZ-DM-T66992003 |  |  |  | 6699-TT-641/6111-DSB-003 | [28 empty] | 6111-DSB-003 |  |  |  |  | 4 | 3
| 6699-TT-653 |  | 6699-TD-653 | TEMPERATURE TRANSM. - HEAD MOUNT |  |  | AIRH | DCS | Field | [7 empty] | IS | 4503-WZ-DM-T66992003 |  |  |  | 6699-TT-653/6111-DSB-003 | [28 empty] | 6111-DSB-003 |  |  |  |  | 4 | 4
| 6699-TT-654 |  | 6699-TD-654 | TEMPERATURE TRANSM. - HEAD MOUNT |  |  | AIRH | DCS | Field | [7 empty] | IS | 4503-WZ-DM-T66992003 |  |  |  | 6699-TT-654/6111-DSB-003 | [28 empty] | 6111-DSB-003 |  |  |  |  | 5 | 1
| 6699-TT-655 |  | 6699-TD-655 | TEMPERATURE TRANSM. - HEAD MOUNT |  |  | AIRH | DCS | Field | [7 empty] | IS | 4503-WZ-DM-T66992003 |  |  |  | 6699-TT-655/6111-DSB-003 | [28 empty] | 6111-DSB-003 |  |  |  |  | 5 | 2
| 6699-TT-656 |  | 6699-TD-656 | TEMPERATURE TRANSM. - HEAD MOUNT |  |  | AIRH | DCS | Field | [7 empty] | IS | 4503-WZ-DM-T66992003 |  |  |  | 6699-TT-656/6111-DSB-003 | [28 empty] | 6111-DSB-003 |  |  |  |  | 5 | 3
| 6699-TT-659 |  | 6699-TD-659 | TEMPERATURE TRANSM. - HEAD MOUNT |  |  | AIRH | DCS | Field | [7 empty] | IS | 4503-WZ-DM-T66992004 |  |  |  | 6699-TT-659/6111-DSB-003 | [28 empty] | 6111-DSB-003 |  |  |  |  | 5 | 4
| 6699-TT-660 |  | 6699-TD-660 | TEMPERATURE TRANSM. - HEAD MOUNT |  |  | AIRH | DCS | Field | [7 empty] | IS | 4503-WZ-DM-T66992004 |  |  |  | 6699-TT-660/6111-DSB-003 | [28 empty] | 6111-DSB-003 |  |  |  |  | 6 | 1
| 6699-TT-662 |  | 6699-TD-662 | TEMPERATURE TRANSM. - HEAD MOUNT |  |  | AIRH | DCS | Field | [7 empty] | IS | 4503-WZ-DM-T66992004 |  |  |  | 6699-TT-662/6111-DSB-003 | [28 empty] | 6111-DSB-003 |  |  |  |  | 6 | 2
| 6699-TT-668 |  | 6699-TD-668 | TEMPERATURE TRANSM. - HEAD MOUNT |  |  | AIRH | DCS | Field | [7 empty] | IS | 4503-WZ-DM-T66992001 |  |  |  | 6699-TT-668/6111-DSB-003 | [28 empty] | 6111-DSB-003 |  |  |  |  | 6 | 3
| 6699-XZSC-850 |  | 6699-XD-850 | LIMIT SWITCH - CLOSE |  |  | DIR | DCS | Field | [7 empty] | IS | 4503-WZ-DM-T66992001 |  |  |  | 6699-XZSC-850/6111-DSB-003 | [28 empty] | 6111-DSB-003 |  |  |  |  | 6 | 4
| 6699-XZSO-850 |  | 6699-XD-850 | LIMIT SWITCH - OPEN |  |  | DIR | DCS | Field | [7 empty] | IS | 4503-WZ-DM-T66992001 |  |  |  | 6699-XZSO-850/6111-DSB-003 | [28 empty] | 6111-DSB-003 |  |  |  |  | 7 | 1
| SPARE | [49 empty] | 6111-DSB-003 |  |  |  |  | 7 | 2
| SPARE | [49 empty] | 6111-DSB-003 |  |  |  |  | 7 | 3
| SPARE | [49 empty] | 6111-DSB-003 |  |  |  |  | 7 | 4
| SPARE | [49 empty] | 6111-DSB-003 |  |  |  |  | 8 | 1
| SPARE | [49 empty] | 6111-DSB-003 |  |  |  |  | 8 | 2
| SPARE | [49 empty] | 6111-DSB-003 |  |  |  |  | 8 | 3
| SPARE | [49 empty] | 6111-DSB-003 |  |  |  |  | 8 | 4
| SPARE | [49 empty] | 6111-DSB-003 |  |  |  |  | 9 | 1
| SPARE | [49 empty] | 6111-DSB-003 |  |  |  |  | 9 | 2
| SPARE | [49 empty] | 6111-DSB-003 |  |  |  |  | 9 | 3
| SPARE | [49 empty] | 6111-DSB-003 |  |  |  |  | 9 | 4
| SPARE | [49 empty] | 6111-DSB-003 |  |  |  |  | 10 | 1
| SPARE | [49 empty] | 6111-DSB-003 |  |  |  |  | 10 | 2
| SPARE | [49 empty] | 6111-DSB-003 |  |  |  |  | 10 | 3
| SPARE | [49 empty] | 6111-DSB-003 |  |  |  |  | 10 | 4
| SPARE | [49 empty] | 6111-DSB-003 |  |  |  |  | 11 | 1
| SPARE | [49 empty] | 6111-DSB-003 |  |  |  |  | 11 | 2
| SPARE | [49 empty] | 6111-DSB-003 |  |  |  |  | 11 | 3
| SPARE | [49 empty] | 6111-DSB-003 |  |  |  |  | 11 | 4
| SPARE | [49 empty] | 6111-DSB-003 |  |  |  |  | 12 | 1
| SPARE | [49 empty] | 6111-DSB-003 |  |  |  |  | 12 | 2
| SPARE | [49 empty] | 6111-DSB-003 |  |  |  |  | 12 | 3
| SPARE | [49 empty] | 6111-DSB-003 |  |  |  |  | 12 | 4
| SPARE | [49 empty] | 6111-DSB-003 |  |  |  |  | 13 | 1
| SPARE | [49 empty] | 6111-DSB-003 |  |  |  |  | 13 | 2
| SPARE | [49 empty] | 6111-DSB-003 |  |  |  |  | 13 | 3
| SPARE | [49 empty] | 6111-DSB-003 |  |  |  |  | 13 | 4
| SPARE | [49 empty] | 6111-DSB-003 |  |  |  |  | 14 | 1
| SPARE | [49 empty] | 6111-DSB-003 |  |  |  |  | 14 | 2
| SPARE | [49 empty] | 6111-DSB-003 |  |  |  |  | 14 | 3
| SPARE | [49 empty] | 6111-DSB-003 |  |  |  |  | 14 | 4
| SPARE | [49 empty] | 6111-DSB-003 |  |  |  |  | 15 | 1
| SPARE | [49 empty] | 6111-DSB-003 |  |  |  |  | 15 | 2
| SPARE | [49 empty] | 6111-DSB-003 |  |  |  |  | 15 | 3
| SPARE | [49 empty] | 6111-DSB-003 |  |  |  |  | 15 | 4
| SPARE | [49 empty] | 6111-DSB-003 |  |  |  |  | 16 | 1
| SPARE | [49 empty] | 6111-DSB-003 |  |  |  |  | 16 | 2
| SPARE | [49 empty] | 6111-DSB-003 |  |  |  |  | 16 | 3
| SPARE | [49 empty] | 6111-DSB-003 |  |  |  |  | 16 | 4
| 5199-FT-211 |  | 5199-FD-211 | FLOW TRANSMITTER - CORIOLIS |  |  | AIRH | DCS | Field |  |  |  |  | 230 VAC |  |  | IS | 4503-VZ-DM-T51992001 |  |  |  | 5199-FT-211/6111-DSB-004 | [28 empty] | 6111-DSB-004 |  |  |  |  | 1 | 1
| 5199-FT-212 |  | 5199-FD-212 | FLOW TRANSMITTER - CORIOLIS |  |  | AIRH | DCS | Field |  |  |  |  | 230 VAC |  |  | IS | 4503-VZ-DM-T51992001 |  |  |  | 5199-FT-212/6111-DSB-004 | [28 empty] | 6111-DSB-004 |  |  |  |  | 1 | 2
| 5199-FT-271 |  | 5199-FD-271 | FLOW TRANSMITTER - CORIOLIS |  |  | AIRH | DCS | Field |  |  |  |  | 230 VAC |  |  | IS | 4503-VZ-DM-T51992001 |  |  |  | 5199-FT-271/6111-DSB-004 | [28 empty] | 6111-DSB-004 |  |  |  |  | 1 | 3
| 5199-FT-272 |  | 5199-FD-272 | FLOW TRANSMITTER - CORIOLIS |  |  | AIRH | DCS | Field |  |  |  |  | 230 VAC |  |  | IS | 4503-VZ-DM-T51992001 |  |  |  | 5199-FT-272/6111-DSB-004 | [28 empty] | 6111-DSB-004 |  |  |  |  | 1 | 4
| 5199-FT-284 |  | 5199-FD-284 | FLOW TRANSMITTER - CORIOLIS |  |  | AIRH | DCS | Field |  |  |  |  | 230 VAC |  |  | IS | 4503-VZ-DM-T51992001 |  |  |  | 5199-FT-284/6111-DSB-004 | [28 empty] | 6111-DSB-004 |  |  |  |  | 2 | 1
| 5199-PT-402 |  | 5199-PD-402 | PRESSURE TRANSMITTER |  |  | AIRH | DCS | Field | [7 empty] | IS | 4503-VZ-DM-T51992002 |  |  |  | 5199-PT-402/6111-DSB-004 | [28 empty] | 6111-DSB-004 |  |  |  |  | 2 | 2
| 5199-PT-430 |  | 5199-PD-430 | PRESSURE TRANSMITTER |  |  | AIRH | DCS | Field | [7 empty] | IS | 4503-VZ-DM-T51992001 |  |  |  | 5199-PT-430/6111-DSB-004 | [28 empty] | 6111-DSB-004 |  |  |  |  | 2 | 3
| 5199-PT-440 |  | 5199-PD-440 | PRESSURE TRANSMITTER |  |  | AIRH | DCS | Field | [7 empty] | IS | 4503-VZ-DM-T51992001 |  |  |  | 5199-PT-440/6111-DSB-004 | [28 empty] | 6111-DSB-004 |  |  |  |  | 2 | 4
| 5199-PT-513 |  | 5199-PD-513 | PRESSURE TRANSMITTER |  |  | AIRH | DCS | Field | [7 empty] | IS | 4503-VZ-DM-T51992001 |  |  |  | 5199-PT-513/6111-DSB-004 | [28 empty] | 6111-DSB-004 |  |  |  |  | 3 | 1
| 5199-PT-549 |  | 5199-PD-549 | PRESSURE TRANSMITTER |  |  | AIRH | DCS | Field | [7 empty] | IS | 4503-VZ-DM-T51992001 |  |  |  | 5199-PT-549/6111-DSB-004 | [28 empty] | 6111-DSB-004 |  |  |  |  | 3 | 2
| 5199-PT-570 |  | 5199-PD-570 | PRESSURE TRANSMITTER |  |  | AIRH | DCS | Field | [7 empty] | IS | 4503-VZ-DM-T51992001 |  |  |  | 5199-PT-570/6111-DSB-004 | [28 empty] | 6111-DSB-004 |  |  |  |  | 3 | 3
| 5199-TT-602 |  | 5199-TD-602 | TEMPERATURE TRANSM. - HEAD MOUNT |  |  | AIRH | DCS | Field | [7 empty] | IS | 4503-VZ-DM-T51992002 |  |  |  | 5199-TT-602/6111-DSB-004 | [28 empty] | 6111-DSB-004 |  |  |  |  | 3 | 4
| 5199-TT-608 |  | 5199-TD-608 | TEMPERATURE TRANSM. - HEAD MOUNT |  |  | AIRH | DCS | Field | [7 empty] | IS | 4503-VZ-DM-T51992001 |  |  |  | 5199-TT-608/6111-DSB-004 | [28 empty] | 6111-DSB-004 |  |  |  |  | 4 | 1
| 5199-TT-609 |  | 5199-TD-609 | TEMPERATURE TRANSM. - HEAD MOUNT |  |  | AIRH | DCS | Field | [7 empty] | IS | 4503-VZ-DM-T51992001 |  |  |  | 5199-TT-609/6111-DSB-004 | [28 empty] | 6111-DSB-004 |  |  |  |  | 4 | 2
| 5199-TT-677 |  | 5199-TD-677 | TEMPERATURE TRANSM. - HEAD MOUNT |  |  | AIRH | DCS | Field | [7 empty] | IS | 4503-VZ-DM-T51992001 |  |  |  | 5199-TT-677/6111-DSB-004 | [28 empty] | 6111-DSB-004 |  |  |  |  | 4 | 3
| 5199-TT-709 |  | 5199-TD-709 | TEMPERATURE TRANSM. - HEAD MOUNT |  |  | AIRH | DCS | Field | [7 empty] | IS | 4503-VZ-DM-T51992001 |  |  |  | 5199-TT-709/6111-DSB-004 | [28 empty] | 6111-DSB-004 |  |  |  |  | 4 | 4
| 5199-TT-729 |  | 5199-TD-729 | TEMPERATURE TRANSM. - HEAD MOUNT |  |  | AIRH | DCS | Field | [7 empty] | IS | 4503-VZ-DM-T51992001 |  |  |  | 5199-TT-729/6111-DSB-004 | [28 empty] | 6111-DSB-004 |  |  |  |  | 5 | 1
| 5199-XHY-809 |  | 5199-XZ-809 | PST DEVICE |  |  | AORH | DCS | Field | [7 empty] | IS | 4503-VZ-DM-T51992001 |  |  |  | 5199-XHY-809/6111-DSB-004 | [28 empty] | 6111-DSB-004 |  |  |  |  | 5 | 2
| 5199-XHY-815 |  | 5199-XZ-815 | PST DEVICE |  |  | AORH | DCS | Field | [7 empty] | IS | 4503-VZ-DM-T51992001 |  |  |  | 5199-XHY-815/6111-DSB-004 | [28 empty] | 6111-DSB-004 |  |  |  |  | 5 | 3
| 5670-XZSC-830 |  | 5670-XD-830 | LIMIT SWITCH - CLOSE |  |  | DIR | DCS | Field | [7 empty] | IS | 4503-VZ-DM-T56702001 |  |  |  | 5670-XZSC-830/6111-DSB-004 | [28 empty] | 6111-DSB-004 |  |  |  |  | 5 | 4
| 5199-XHY-818 |  | 5199-XZ-818 | PST DEVICE |  |  | AORH | DCS | Field | [7 empty] | IS | 4503-VZ-DM-T51992001 |  |  |  | 5199-XHY-818/6111-DSB-004 | [28 empty] | 6111-DSB-004 |  |  |  |  | 6 | 1
| 5199-XHY-819 |  | 5199-XZ-819 | PST DEVICE |  |  | AORH | DCS | Field | [7 empty] | IS | 4503-VZ-DM-T51992001 |  |  |  | 5199-XHY-819/6111-DSB-004 | [28 empty] | 6111-DSB-004 |  |  |  |  | 6 | 2
| 5670-XZSO-830 |  | 5670-XD-830 | LIMIT SWITCH - OPEN |  |  | DIR | DCS | Field | [7 empty] | IS | 4503-VZ-DM-T56702001 |  |  |  | 5670-XZSO-830/6111-DSB-004 | [28 empty] | 6111-DSB-004 |  |  |  |  | 6 | 3
| 5699-FT-209 |  | 5699-FD-209 | FLOW TRANSMITTER - VORTEX |  |  | AIRH | DCS | Field | [7 empty] | IS | 4503-WZ-DM-T56992006 |  |  |  | 5699-FT-209/6111-DSB-004 | [28 empty] | 6111-DSB-004 |  |  |  |  | 6 | 4
| 5199-XHY-821 |  | 5199-XZ-821 | PST DEVICE |  |  | AORH | DCS | Field | [7 empty] | IS | 4503-VZ-DM-T51992001 |  |  |  | 5199-XHY-821/6111-DSB-004 | [28 empty] | 6111-DSB-004 |  |  |  |  | 7 | 1
| 5199-XHY-825 |  | 5199-XZ-825 | PST DEVICE |  |  | AORH | DCS | Field | [7 empty] | IS | 4503-VZ-DM-T51992001 |  |  |  | 5199-XHY-825/6111-DSB-004 | [28 empty] | 6111-DSB-004 |  |  |  |  | 7 | 2
| 5699-FT-236 |  | 5699-FD-236 | FLOW TRANSMITTER - VORTEX |  |  | AIRH | DCS | Field | [7 empty] | IS | 4503-WZ-DM-T56992004 |  |  |  | 5699-FT-236/6111-DSB-004 | [28 empty] | 6111-DSB-004 |  |  |  |  | 7 | 3
| 5699-FT-239 |  | 5699-FD-239 | FLOW TRANSMITTER - VORTEX |  |  | AIRH | DCS | Field | [7 empty] | IS | 4503-WZ-DM-T56992004 |  |  |  | 5699-FT-239/6111-DSB-004 | [28 empty] | 6111-DSB-004 |  |  |  |  | 7 | 4
| 5699-FT-251 |  | 5699-FD-251 | FLOW TRANSMITTER - VORTEX |  |  | AIRH | DCS | Field | [7 empty] | IS | 4503-WZ-DM-T56992006 |  |  |  | 5699-FT-251/6111-DSB-004 | [28 empty] | 6111-DSB-004 |  |  |  |  | 8 | 1
| 5699-PT-403 |  | 5699-PD-403 | PRESSURE TRANSMITTER |  |  | AIRH | DCS | Field | [7 empty] | IS | 4503-WZ-DM-T56992006 |  |  |  | 5699-PT-403/6111-DSB-004 | [28 empty] | 6111-DSB-004 |  |  |  |  | 8 | 2
| 5699-PY-410 |  | 5699-PD-410 | E/P POSITIONER |  |  | AORH | DCS | Field | [7 empty] | IS | 4503-WZ-DM-T56992006 |  |  |  | 5699-PY-410/6111-DSB-004 | [28 empty] | 6111-DSB-004 |  |  |  |  | 8 | 3
| 5699-PT-410 |  | 5699-PD-410 | PRESSURE TRANSMITTER |  |  | AIRH | DCS | Field | [7 empty] | IS | 4503-WZ-DM-T56992006 |  |  |  | 5699-PT-410/6111-DSB-004 | [28 empty] | 6111-DSB-004 |  |  |  |  | 8 | 4
| 5699-PT-411 |  | 5699-PD-411 | PRESSURE TRANSMITTER |  |  | AIRH | DCS | Field | [7 empty] | IS | 4503-WZ-DM-T56992006 |  |  |  | 5699-PT-411/6111-DSB-004 | [28 empty] | 6111-DSB-004 |  |  |  |  | 9 | 1
| 5699-PY-411 |  | 5699-PD-411 | E/P POSITIONER |  |  | AORH | DCS | Field | [7 empty] | IS | 4503-WZ-DM-T56992006 |  |  |  | 5699-PY-411/6111-DSB-004 | [28 empty] | 6111-DSB-004 |  |  |  |  | 9 | 2
| 5699-PT-461 |  | 5699-PD-461 | PRESSURE TRANSMITTER |  |  | AIRH | DCS | Field | [7 empty] | IS | 4503-WZ-DM-T56992004 |  |  |  | 5699-PT-461/6111-DSB-004 | [28 empty] | 6111-DSB-004 |  |  |  |  | 9 | 3
| 5699-PT-464 |  | 5699-PD-464 | PRESSURE TRANSMITTER |  |  | AIRH | DCS | Field | [7 empty] | IS | 4503-WZ-DM-T56992004 |  |  |  | 5699-PT-464/6111-DSB-004 | [28 empty] | 6111-DSB-004 |  |  |  |  | 9 | 4
| 5699-PT-470 |  | 5699-PD-470 | PRESSURE TRANSMITTER |  |  | AIRH | DCS | Field | [7 empty] | IS | 4503-WZ-DM-T56992006 |  |  |  | 5699-PT-470/6111-DSB-004 | [28 empty] | 6111-DSB-004 |  |  |  |  | 10 | 1
| 5699-TT-603 |  | 5699-TD-603 | TEMPERATURE TRANSM. - HEAD MOUNT |  |  | AIRH | DCS | Field | [7 empty] | IS | 4503-WZ-DM-T56992006 |  |  |  | 5699-TT-603/6111-DSB-004 | [28 empty] | 6111-DSB-004 |  |  |  |  | 10 | 2
| 5699-TT-650 |  | 5699-TD-650 | TEMPERATURE TRANSM. - HEAD MOUNT |  |  | AIRH | DCS | Field | [7 empty] | IS | 4503-WZ-DM-T56992006 |  |  |  | 5699-TT-650/6111-DSB-004 | [28 empty] | 6111-DSB-004 |  |  |  |  | 10 | 3
| 5699-TT-662 |  | 5699-TD-662 | TEMPERATURE TRANSM. - HEAD MOUNT |  |  | AIRH | DCS | Field | [7 empty] | IS | 4503-WZ-DM-T56992004 |  |  |  | 5699-TT-662/6111-DSB-004 | [28 empty] | 6111-DSB-004 |  |  |  |  | 10 | 4
| 5699-TT-671 |  | 5699-TD-671 | TEMPERATURE TRANSM. - HEAD MOUNT |  |  | AIRH | DCS | Field | [7 empty] | IS | 4503-WZ-DM-T56992004 |  |  |  | 5699-TT-671/6111-DSB-004 | [28 empty] | 6111-DSB-004 |  |  |  |  | 11 | 1
| 5699-XZSC-801 |  | 5699-XD-801 | LIMIT SWITCH - CLOSE |  |  | DIR | DCS | Field | [7 empty] | IS | 4503-WZ-DM-T56992006 |  |  |  | 5699-XZSC-801/6111-DSB-004 | [28 empty] | 6111-DSB-004 |  |  |  |  | 11 | 2
| 5699-XZSO-801 |  | 5699-XD-801 | LIMIT SWITCH - OPEN |  |  | DIR | DCS | Field | [7 empty] | IS | 4503-WZ-DM-T56992006 |  |  |  | 5699-XZSO-801/6111-DSB-004 | [28 empty] | 6111-DSB-004 |  |  |  |  | 11 | 3
| 5699-XZSC-802 |  | 5699-XD-802 | LIMIT SWITCH - CLOSE |  |  | DIR | DCS | Field | [7 empty] | IS | 4503-WZ-DM-T56992006 |  |  |  | 5699-XZSC-802/6111-DSB-004 | [28 empty] | 6111-DSB-004 |  |  |  |  | 11 | 4
| 5699-XZSO-802 |  | 5699-XD-802 | LIMIT SWITCH - OPEN |  |  | DIR | DCS | Field | [7 empty] | IS | 4503-WZ-DM-T56992006 |  |  |  | 5699-XZSO-802/6111-DSB-004 | [28 empty] | 6111-DSB-004 |  |  |  |  | 12 | 1
| SPARE | [49 empty] | 6111-DSB-004 |  |  |  |  | 12 | 2
| SPARE | [49 empty] | 6111-DSB-004 |  |  |  |  | 12 | 3
| SPARE | [49 empty] | 6111-DSB-004 |  |  |  |  | 12 | 4
| SPARE | [49 empty] | 6111-DSB-004 |  |  |  |  | 13 | 1
| SPARE | [49 empty] | 6111-DSB-004 |  |  |  |  | 13 | 2
| SPARE | [49 empty] | 6111-DSB-004 |  |  |  |  | 13 | 3
| SPARE | [49 empty] | 6111-DSB-004 |  |  |  |  | 13 | 4
| SPARE | [49 empty] | 6111-DSB-004 |  |  |  |  | 14 | 1
| SPARE | [49 empty] | 6111-DSB-004 |  |  |  |  | 14 | 2
| SPARE | [49 empty] | 6111-DSB-004 |  |  |  |  | 14 | 3
| SPARE | [49 empty] | 6111-DSB-004 |  |  |  |  | 14 | 4
| SPARE | [49 empty] | 6111-DSB-004 |  |  |  |  | 15 | 1
| SPARE | [49 empty] | 6111-DSB-004 |  |  |  |  | 15 | 2
| SPARE | [49 empty] | 6111-DSB-004 |  |  |  |  | 15 | 3
| SPARE | [49 empty] | 6111-DSB-004 |  |  |  |  | 15 | 4
| SPARE | [49 empty] | 6111-DSB-004 |  |  |  |  | 16 | 1
| SPARE | [49 empty] | 6111-DSB-004 |  |  |  |  | 16 | 2
| SPARE | [49 empty] | 6111-DSB-004 |  |  |  |  | 16 | 3
| SPARE | [49 empty] | 6111-DSB-004 |  |  |  |  | 16 | 4
| 6111-XY-931P |  | 6111-XD-931 P | SOLENOID VALVE |  |  | DOR | DCS | Field |  |  |  |  | - |  |  | NIS |  |  | 61-PK-1102A | N2_C1 | 6111-DJB-370/6111-DSB-005 | [28 empty] | 6111-DSB-005 |  |  |  |  | 1 | 1
| 6111-XY-932P |  | 6111-XD-932 P | SOLENOID VALVE |  |  | DOR | DCS | Field |  |  |  |  | - |  |  | NIS |  |  | 61-PK-1102A | N2_C1 | 6111-DJB-370/6111-DSB-005 | [28 empty] | 6111-DSB-005 |  |  |  |  | 1 | 2
| 6111-HS-131P |  | 6111-HD-131 P | PUSH BUTTON |  |  | DIR | DCS | Field |  |  |  |  | - |  |  | NIS |  | 6111-XLP-170 | 61-PK-1102A | N2_C1 | 6111-XLP-170/6111-DSB-005 | [28 empty] | 6111-DSB-005 |  |  |  |  | 1 | 3
| 6111-HS-132P |  | 6111-HD-132 P | PUSH BUTTON |  |  | DIR | DCS | Field |  |  |  |  | - |  |  | NIS |  | 6111-XLP-170 | 61-PK-1102A | N2_C1 | 6111-XLP-170/6111-DSB-005 | [28 empty] | 6111-DSB-005 |  |  |  |  | 1 | 4
| 6111-FIT-269P |  | 6111-FD-269 P | FLOW IND. TRANSM. -MAGNETIC REMOTE MOUNT |  |  | AIRH | DCS | Field |  |  |  |  | 230 VAC |  |  | NIS |  |  | 61-PK-1102B | N2_C2 | 6111-DJB-180/6111-DSB-005 | [28 empty] | 6111-DSB-005 |  |  |  |  | 2 | 1
| 6111-HS-161P |  | 6111-HD-161 P | PUSH BUTTON |  |  | DIR | DCS | LP |  |  |  |  | - |  |  | NIS |  | 6111-XLP-180 | 61-PK-1102B | N2_C2 | 6111-XLP-180/6111-DSB-005 | [28 empty] | 6111-DSB-005 |  |  |  |  | 2 | 2
| 6111-HS-162P |  | 6111-HD-162 P | PUSH BUTTON |  |  | DIR | DCS | LP |  |  |  |  | - |  |  | NIS |  | 6111-XLP-180 | 61-PK-1102B | N2_C2 | 6111-XLP-180/6111-DSB-005 | [28 empty] | 6111-DSB-005 |  |  |  |  | 2 | 3
| 6111-HS-163P |  | 6111-HD-163 P | PUSH BUTTON |  |  | DIR | DCS | LP |  |  |  |  | - |  |  | NIS |  | 6111-XLP-180 | 61-PK-1102B | N2_C2 | 6111-XLP-180/6111-DSB-005 | [28 empty] | 6111-DSB-005 |  |  |  |  | 2 | 4
| 6111-HS-133P |  | 6111-HD-133 P | PUSH BUTTON |  |  | DIR | DCS | Field |  |  |  |  | - |  |  | NIS |  | 6111-XLP-170 | 61-PK-1102A | N2_C1 | 6111-XLP-170/6111-DSB-005 | [28 empty] | 6111-DSB-005 |  |  |  |  | 3 | 1
| 6111-HS-134P |  | 6111-HD-134 P | PUSH BUTTON |  |  | DIR | DCS | Field |  |  |  |  | - |  |  | NIS |  | 6111-XLP-170 | 61-PK-1102A | N2_C1 | 6111-XLP-170/6111-DSB-005 | [28 empty] | 6111-DSB-005 |  |  |  |  | 3 | 2
| 6111-HS-135P |  | 6111-HD-135 P | PUSH BUTTON |  |  | DIR | DCS | Field |  |  |  |  | - |  |  | NIS |  | 6111-XLP-170 | 61-PK-1102A | N2_C1 | 6111-XLP-170/6111-DSB-005 | [28 empty] | 6111-DSB-005 |  |  |  |  | 3 | 3
| 6111-HS-136P |  | 6111-HD-136 P | PUSH BUTTON |  |  | DIR | DCS | Field |  |  |  |  | - |  |  | NIS |  | 6111-XLP-170 | 61-PK-1102A | N2_C1 | 6111-XLP-170/6111-DSB-005 | [28 empty] | 6111-DSB-005 |  |  |  |  | 3 | 4
| 6111-HS-137P |  | 6111-HD-137 P | PUSH BUTTON |  |  | DIR | DCS | Field |  |  |  |  | - |  |  | NIS |  | 6111-XLP-170 | 61-PK-1102A | N2_C1 | 6111-XLP-170/6111-DSB-005 | [28 empty] | 6111-DSB-005 |  |  |  |  | 4 | 1
| 6111-HS-138P |  | 6111-HD-138 P | PUSH BUTTON |  |  | DIR | DCS | Field |  |  |  |  | - |  |  | NIS |  | 6111-XLP-170 | 61-PK-1102A | N2_C1 | 6111-XLP-170/6111-DSB-005 | [28 empty] | 6111-DSB-005 |  |  |  |  | 4 | 2
| 6111-LS-332P |  | 6111-LD-332 P | LEVEL SWITCH -TUNNING FORK |  |  | DIR | DCS | Field |  |  |  |  | - |  |  | NIS |  |  | 61-PK-1102A | N2_C1 | 6111-DJB-171/6111-DSB-005 | [28 empty] | 6111-DSB-005 |  |  |  |  | 4 | 3
| 6111-PDT-431P |  | 6111-PD-431 P | PRESSURE DIFFERENTIAL TRANSMITTER |  |  | AIRH | DCS | Field |  |  |  |  | - |  |  | NIS |  |  | 61-PK-1102A | N2_C1 | 6111-DJB-170/6111-DSB-005 | [28 empty] | 6111-DSB-005 |  |  |  |  | 4 | 4
| 6111-HS-164P |  | 6111-HD-164 P | PUSH BUTTON |  |  | DIR | DCS | LP |  |  |  |  | - |  |  | NIS |  | 6111-XLP-180 | 61-PK-1102B | N2_C2 | 6111-XLP-180/6111-DSB-005 | [28 empty] | 6111-DSB-005 |  |  |  |  | 5 | 1
| 6111-HS-165P |  | 6111-HD-165 P | PUSH BUTTON |  |  | DIR | DCS | LP |  |  |  |  | - |  |  | NIS |  | 6111-XLP-180 | 61-PK-1102B | N2_C2 | 6111-XLP-180/6111-DSB-005 | [28 empty] | 6111-DSB-005 |  |  |  |  | 5 | 2
| 6111-HS-166P |  | 6111-HD-166 P | PUSH BUTTON |  |  | DIR | DCS | LP |  |  |  |  | - |  |  | NIS |  | 6111-XLP-180 | 61-PK-1102B | N2_C2 | 6111-XLP-180/6111-DSB-005 | [28 empty] | 6111-DSB-005 |  |  |  |  | 5 | 3
| 6111-HS-167P |  | 6111-HD-167 P | PUSH BUTTON |  |  | DIR | DCS | LP |  |  |  |  | - |  |  | NIS |  | 6111-XLP-180 | 61-PK-1102B | N2_C2 | 6111-XLP-180/6111-DSB-005 | [28 empty] | 6111-DSB-005 |  |  |  |  | 5 | 4
| 6111-HS-168P |  | 6111-HD-168 P | PUSH BUTTON |  |  | DIR | DCS | LP |  |  |  |  | - |  |  | NIS |  | 6111-XLP-180 | 61-PK-1102B | N2_C2 | 6111-XLP-180/6111-DSB-005 | [28 empty] | 6111-DSB-005 |  |  |  |  | 6 | 1
| 6111-LS-362P |  | 6111-LD-362 P | LEVEL SWITCH -TUNNING FORK |  |  | DIR | DCS | Field |  |  |  |  | - |  |  | NIS |  |  | 61-PK-1102B | N2_C2 | 6111-DJB-181/6111-DSB-005 | [28 empty] | 6111-DSB-005 |  |  |  |  | 6 | 2
| 6111-PDT-461P |  | 6111-PD-461 P | PRESSURE DIFFERENTIAL TRANSMITTER |  |  | AIRH | DCS | Field |  |  |  |  | - |  |  | NIS |  |  | 61-PK-1102B | N2_C2 | 6111-DJB-180/6111-DSB-005 | [28 empty] | 6111-DSB-005 |  |  |  |  | 6 | 3
| 6111-PT-462P |  | 6111-PD-462 P | PRESSURE TRANSMITTER |  |  | AIRH | DCS | LGB |  |  |  |  | - |  |  | NIS |  |  | 61-PK-1102B | N2_C2 | 6111-DJB-180/6111-DSB-005 | [28 empty] | 6111-DSB-005 |  |  |  |  | 6 | 4
| 6111-PT-432P |  | 6111-PD-432 P | PRESSURE TRANSMITTER |  |  | AIRH | DCS | Field |  |  |  |  | - |  |  | NIS |  |  | 61-PK-1102A | N2_C1 | 6111-DJB-170/6111-DSB-005 | [28 empty] | 6111-DSB-005 |  |  |  |  | 7 | 1
| 6111-PT-438P |  | 6111-PD-438 P | PRESSURE TRANSMITTER |  |  | AIRH | DCS | Field |  |  |  |  | - |  |  | NIS |  |  | 61-PK-1102A | N2_C1 | 6111-DJB-170/6111-DSB-005 | [28 empty] | 6111-DSB-005 |  |  |  |  | 7 | 2
| 6111-PY-438P |  | 6111-PD-438 P | E/P POSITIONER |  |  | AORH | DCS | Field |  |  |  |  | - |  |  | NIS |  |  | 61-PK-1102A | N2_C1 | 6111-DJB-170/6111-DSB-005 | [28 empty] | 6111-DSB-005 |  |  |  |  | 7 | 3
| 6111-PZT-438P |  | 6111-PD-438 P | VALVE POSITION STATUS |  |  | AIRH | DCS | Field |  |  |  |  | - |  |  | NIS |  |  | 61-PK-1102A | N2_C1 | 6111-DJB-170/6111-DSB-005 | [28 empty] | 6111-DSB-005 |  |  |  |  | 7 | 4
| 6111-PT-441P |  | 6111-PD-441 P | PRESSURE TRANSMITTER |  |  | AIRH | DCS | Field |  |  |  |  | - |  |  | NIS |  |  | 61-PK-1102A | N2_C1 | 6111-DJB-170/6111-DSB-005 | [28 empty] | 6111-DSB-005 |  |  |  |  | 8 | 1
| 6111-PZT-441P |  | 6111-PD-441 P | VALVE POSITION STATUS |  |  | AIRH | DCS | Field |  |  |  |  | - |  |  | NIS |  |  | 61-PK-1102A | N2_C1 | 6111-DJB-170/6111-DSB-005 | [28 empty] | 6111-DSB-005 |  |  |  |  | 8 | 2
| 6111-PY-441P |  | 6111-PD-441 P | E/P POSITIONER |  |  | AORH | DCS | Field |  |  |  |  | - |  |  | NIS |  |  | 61-PK-1102A | N2_C1 | 6111-DJB-170/6111-DSB-005 | [28 empty] | 6111-DSB-005 |  |  |  |  | 8 | 3
| 6111-PDT-445P |  | 6111-PD-445 P | PRESSURE DIFFERENTIAL TRANSMITTER |  |  | AIRH | DCS | Field |  |  |  |  | - |  |  | NIS |  |  | 61-PK-1102A | N2_C1 | 6111-DJB-170/6111-DSB-005 | [28 empty] | 6111-DSB-005 |  |  |  |  | 8 | 4
| 6111-PDT-447P |  | 6111-PD-447 P | PRESSURE DIFFERENTIAL TRANSMITTER |  |  | AIRH | DCS | Field |  |  |  |  | - |  |  | NIS |  |  | 61-PK-1102A | N2_C1 | 6111-DJB-170/6111-DSB-005 | [28 empty] | 6111-DSB-005 |  |  |  |  | 9 | 1
| 6111-PT-454P |  | 6111-PD-454 P | PRESSURE TRANSMITTER |  |  | AIRH | DCS | Field |  |  |  |  | - |  |  | NIS |  |  | 61-PK-1102A | N2_C1 | 6111-DJB-170/6111-DSB-005 | [28 empty] | 6111-DSB-005 |  |  |  |  | 9 | 2
| 6111-PT-455P |  | 6111-PD-455 P | PRESSURE TRANSMITTER |  |  | AIRH | DCS | Field |  |  |  |  | - |  |  | NIS |  |  | 61-PK-1102A | N2_C1 | 6111-DJB-170/6111-DSB-005 | [28 empty] | 6111-DSB-005 |  |  |  |  | 9 | 3
| 6111-TT-631P |  | 6111-TD-631 P | TEMPERATURE TRANSM. -HEAD MOUNT |  |  | AIRH | DCS | Field |  |  |  |  | - |  |  | NIS |  |  | 61-PK-1102A | N2_C1 | 6111-DJB-170/6111-DSB-005 | [28 empty] | 6111-DSB-005 |  |  |  |  | 9 | 4
| 6111-PT-468P |  | 6111-PD-468 P | PRESSURE TRANSMITTER |  |  | AIRH | DCS | LGB |  |  |  |  | - |  |  | NIS |  |  | 61-PK-1102B | N2_C2 | 6111-DJB-180/6111-DSB-005 | [28 empty] | 6111-DSB-005 |  |  |  |  | 10 | 1
| 6111-PY-468P |  | 6111-PD-468 P | E/P POSITIONER |  |  | AORH | DCS | Field |  |  |  |  | - |  |  | NIS |  |  | 61-PK-1102B | N2_C2 | 6111-DJB-180/6111-DSB-005 | [28 empty] | 6111-DSB-005 |  |  |  |  | 10 | 2
| 6111-PZT-468P |  | 6111-PD-468 P | VALVE POSITION STATUS |  |  | AIRH | DCS | Field |  |  |  |  | - |  |  | NIS |  |  | 61-PK-1102B | N2_C2 | 6111-DJB-180/6111-DSB-005 | [28 empty] | 6111-DSB-005 |  |  |  |  | 10 | 3
| 6111-PT-471P |  | 6111-PD-471 P | PRESSURE TRANSMITTER |  |  | AIRH | DCS | LGB |  |  |  |  | - |  |  | NIS |  |  | 61-PK-1102B | N2_C2 | 6111-DJB-180/6111-DSB-005 | [28 empty] | 6111-DSB-005 |  |  |  |  | 10 | 4
| 6111-PZT-471P |  | 6111-PD-471 P | VALVE POSITION STATUS |  |  | AIRH | DCS | Field |  |  |  |  | - |  |  | NIS |  |  | 61-PK-1102B | N2_C2 | 6111-DJB-180/6111-DSB-005 | [28 empty] | 6111-DSB-005 |  |  |  |  | 11 | 1
| 6111-PY-471P |  | 6111-PD-471 P | E/P POSITIONER |  |  | AORH | DCS | Field |  |  |  |  | - |  |  | NIS |  |  | 61-PK-1102B | N2_C2 | 6111-DJB-180/6111-DSB-005 | [28 empty] | 6111-DSB-005 |  |  |  |  | 11 | 2
| 6111-PDT-475P |  | 6111-PD-475 P | PRESSURE DIFFERENTIAL TRANSMITTER |  |  | AIRH | DCS | Field |  |  |  |  | - |  |  | NIS |  |  | 61-PK-1102B | N2_C2 | 6111-DJB-180/6111-DSB-005 | [28 empty] | 6111-DSB-005 |  |  |  |  | 11 | 3
| 6111-PDT-477P |  | 6111-PD-477 P | PRESSURE DIFFERENTIAL TRANSMITTER |  |  | AIRH | DCS | Field |  |  |  |  | - |  |  | NIS |  |  | 61-PK-1102B | N2_C2 | 6111-DJB-180/6111-DSB-005 | [28 empty] | 6111-DSB-005 |  |  |  |  | 11 | 4
| 6111-PT-484P |  | 6111-PD-484 P | PRESSURE TRANSMITTER |  |  | AIRH | DCS | LGB |  |  |  |  | - |  |  | NIS |  |  | 61-PK-1102B | N2_C2 | 6111-DJB-180/6111-DSB-005 | [28 empty] | 6111-DSB-005 |  |  |  |  | 12 | 1
| 6111-PT-485P |  | 6111-PD-485 P | PRESSURE TRANSMITTER |  |  | AIRH | DCS | Field |  |  |  |  | - |  |  | NIS |  |  | 61-PK-1102B | N2_C2 | 6111-DJB-180/6111-DSB-005 | [28 empty] | 6111-DSB-005 |  |  |  |  | 12 | 2
| 6111-TT-661P |  | 6111-TD-661 P | TEMPERATURE TRANSM. -HEAD MOUNT |  |  | AIRH | DCS | Field |  |  |  |  | - |  |  | NIS |  |  | 61-PK-1102B | N2_C2 | 6111-DJB-180/6111-DSB-005 | [28 empty] | 6111-DSB-005 |  |  |  |  | 12 | 3
| 6111-TT-662P |  | 6111-TD-662 P | TEMPERATURE TRANSM. -HEAD MOUNT |  |  | AIRH | DCS | Field |  |  |  |  | - |  |  | NIS |  |  | 61-PK-1102B | N2_C2 | 6111-DJB-180/6111-DSB-005 | [28 empty] | 6111-DSB-005 |  |  |  |  | 12 | 4
| 6111-TT-632P |  | 6111-TD-632 P | TEMPERATURE TRANSM. -HEAD MOUNT |  |  | AIRH | DCS | Field |  |  |  |  | - |  |  | NIS |  |  | 61-PK-1102A | N2_C1 | 6111-DJB-170/6111-DSB-005 | [28 empty] | 6111-DSB-005 |  |  |  |  | 13 | 1
| 6111-TT-634P |  | 6111-TD-634 P | TEMPERATURE TRANSM. -HEAD MOUNT |  |  | AIRH | DCS | Field |  |  |  |  | - |  |  | NIS |  |  | 61-PK-1102A | N2_C1 | 6111-DJB-170/6111-DSB-005 | [28 empty] | 6111-DSB-005 |  |  |  |  | 13 | 2
| 6111-TT-635P |  | 6111-TD-635 P | TEMPERATURE TRANSM. -HEAD MOUNT |  |  | AIRH | DCS | Field |  |  |  |  | - |  |  | NIS |  |  | 61-PK-1102A | N2_C1 | 6111-DJB-170/6111-DSB-005 | [28 empty] | 6111-DSB-005 |  |  |  |  | 13 | 3
| 6111-TT-643P |  | 6111-TD-643 P | TEMPERATURE TRANSM. - HEAD MOUNT |  |  | AIRH | DCS | Field |  |  |  |  | - |  |  | NIS |  |  | 61-PK-1102A | N2_C1 | 6111-DJB-170/6111-DSB-005 | [28 empty] | 6111-DSB-005 |  |  |  |  | 13 | 4
| 6111-TS-644P |  | 6111-TD-644 P | TEMPERATURE SWITCH |  |  | DIR | DCS | Field |  |  |  |  | - |  |  | NIS |  | 61-E-1163 | 61-PK-1102A | N2_C1 | 6111-DJB-172/6111-DSB-005 | [28 empty] | 6111-DSB-005 |  |  |  |  | 14 | 1
| 6111-TS-645P |  | 6111-TD-645 P | TEMPERATURE SWITCH |  |  | DIR | DCS | Field |  |  |  |  | - |  |  | NIS |  | 61-E-1163 | 61-PK-1102A | N2_C1 | 6111-DJB-172/6111-DSB-005 | [28 empty] | 6111-DSB-005 |  |  |  |  | 14 | 2
| 6111-TIT-654P |  | 6111-TD-654 P | TEMPERATURE IND. TRANSM. -HEAD MOUNT |  |  | AIRH | DCS | Field |  |  |  |  | - |  |  | NIS |  |  | 61-PK-1102A | N2_C1 | 6111-DJB-170/6111-DSB-005 | [28 empty] | 6111-DSB-005 |  |  |  |  | 14 | 3
| 6111-TT-655P |  | 6111-TD-655 P | TEMPERATURE TRANSM. - HEAD MOUNT |  |  | AIRH | DCS | Field |  |  |  |  | - |  |  | NIS |  |  | 61-PK-1102A | N2_C1 | 6111-DJB-170/6111-DSB-005 | [28 empty] | 6111-DSB-005 |  |  |  |  | 14 | 4
| 6111-TT-656P |  | 6111-TD-656 P | TEMPERATURE TRANSM. - HEAD MOUNT |  |  | AIRH | DCS | Field |  |  |  |  | - |  |  | NIS |  |  | 61-PK-1102A | N2_C1 | 6111-DJB-170/6111-DSB-005 | [28 empty] | 6111-DSB-005 |  |  |  |  | 15 | 1
| 6111-TT-657P |  | 6111-TD-657 P | TEMPERATURE TRANSM. - HEAD MOUNT |  |  | AIRH | DCS | Field |  |  |  |  | - |  |  | NIS |  |  | 61-PK-1102A | N2_C1 | 6111-DJB-170/6111-DSB-005 | [28 empty] | 6111-DSB-005 |  |  |  |  | 15 | 2
| 6111-TT-658P |  | 6111-TD-658 P | TEMPERATURE TRANSM. - HEAD MOUNT |  |  | AIRH | DCS | Field |  |  |  |  | - |  |  | NIS |  |  | 61-PK-1102A | N2_C1 | 6111-DJB-170/6111-DSB-005 | [28 empty] | 6111-DSB-005 |  |  |  |  | 15 | 3
| 6111-TT-659P |  | 6111-TD-659 P | TEMPERATURE TRANSM. - HEAD MOUNT |  |  | AIRH | DCS | Field |  |  |  |  | - |  |  | NIS |  |  | 61-PK-1102A | N2_C1 | 6111-DJB-170/6111-DSB-005 | [28 empty] | 6111-DSB-005 |  |  |  |  | 15 | 4
| 6111-TT-660P |  | 6111-TD-660 P | TEMPERATURE TRANSM. - HEAD MOUNT |  |  | AIRH | DCS | Field |  |  |  |  | - |  |  | NIS |  |  | 61-PK-1102A | N2_C1 | 6111-DJB-170/6111-DSB-005 | [28 empty] | 6111-DSB-005 |  |  |  |  | 16 | 1
| 6111-ZS-931P |  | 6111-ZD-931 P | LIMIT SWITCH |  |  | DIR | DCS | Field |  |  |  |  | - |  |  | NIS |  |  | 61-PK-1102A | N2_C1 | 6111-DJB-171/6111-DSB-005 | [28 empty] | 6111-DSB-005 |  |  |  |  | 16 | 2
| 6111-FIT-239P |  | 6111-FD-239 P | FLOW IND. TRANSM. -MAGNETIC REMOTE MOUNT |  |  | AIRH | DCS | Field | [7 empty] | NIS |  |  | 61-PK-1102A | N2_C1 | 6111-DJB-170/6111-DSB-005 | [28 empty] | 6111-DSB-005 |  |  |  |  | 16 | 3
| SPARE | [49 empty] | 6111-DSB-005 |  |  |  |  | 16 | 4
| 6111-TT-664P |  | 6111-TD-664 P | TEMPERATURE TRANSM. -HEAD MOUNT |  |  | AIRH | DCS | Field |  |  |  |  | - |  |  | NIS |  |  | 61-PK-1102B | N2_C2 | 6111-DJB-180/6111-DSB-005 | [28 empty] | 6111-DSB-005 |  |  |  |  | 17 | 1
| 6111-TT-665P |  | 6111-TD-665 P | TEMPERATURE TRANSM. -HEAD MOUNT |  |  | AIRH | DCS | Field |  |  |  |  | - |  |  | NIS |  |  | 61-PK-1102B | N2_C2 | 6111-DJB-180/6111-DSB-005 | [28 empty] | 6111-DSB-005 |  |  |  |  | 17 | 2
| 6111-TT-673P |  | 6111-TD-673 P | TEMPERATURE TRANSM. - HEAD MOUNT |  |  | AIRH | DCS | Field |  |  |  |  | - |  |  | NIS |  |  | 61-PK-1102B | N2_C2 | 6111-DJB-180/6111-DSB-005 | [28 empty] | 6111-DSB-005 |  |  |  |  | 17 | 3
| 6111-TIT-684P |  | 6111-TD-684 P | TEMPERATURE IND. TRANSM. -HEAD MOUNT |  |  | AIRH | DCS | Field |  |  |  |  | - |  |  | NIS |  |  | 61-PK-1102B | N2_C2 | 6111-DJB-180/6111-DSB-005 | [28 empty] | 6111-DSB-005 |  |  |  |  | 17 | 4
| 6111-TT-685P |  | 6111-TD-685 P | TEMPERATURE TRANSM. - HEAD MOUNT |  |  | AIRH | DCS | Field |  |  |  |  | - |  |  | NIS |  |  | 61-PK-1102B | N2_C2 | 6111-DJB-180/6111-DSB-005 | [28 empty] | 6111-DSB-005 |  |  |  |  | 18 | 1
| 6111-TT-686P |  | 6111-TD-686 P | TEMPERATURE TRANSM. - HEAD MOUNT |  |  | AIRH | DCS | Field |  |  |  |  | - |  |  | NIS |  |  | 61-PK-1102B | N2_C2 | 6111-DJB-180/6111-DSB-005 | [28 empty] | 6111-DSB-005 |  |  |  |  | 18 | 2
| 6111-TT-687P |  | 6111-TD-687 P | TEMPERATURE TRANSM. - HEAD MOUNT |  |  | AIRH | DCS | Field |  |  |  |  | - |  |  | NIS |  |  | 61-PK-1102B | N2_C2 | 6111-DJB-180/6111-DSB-005 | [28 empty] | 6111-DSB-005 |  |  |  |  | 18 | 3
| 6111-TT-688P |  | 6111-TD-688 P | TEMPERATURE TRANSM. - HEAD MOUNT |  |  | AIRH | DCS | Field |  |  |  |  | - |  |  | NIS |  |  | 61-PK-1102B | N2_C2 | 6111-DJB-180/6111-DSB-005 | [28 empty] | 6111-DSB-005 |  |  |  |  | 18 | 4
| 6111-TT-689P |  | 6111-TD-689 P | TEMPERATURE TRANSM. - HEAD MOUNT |  |  | AIRH | DCS | Field |  |  |  |  | - |  |  | NIS |  |  | 61-PK-1102B | N2_C2 | 6111-DJB-180/6111-DSB-005 | [28 empty] | 6111-DSB-005 |  |  |  |  | 19 | 1
| 6111-TT-690P |  | 6111-TD-690 P | TEMPERATURE TRANSM. - HEAD MOUNT |  |  | AIRH | DCS | Field |  |  |  |  | - |  |  | NIS |  |  | 61-PK-1102B | N2_C2 | 6111-DJB-180/6111-DSB-005 | [28 empty] | 6111-DSB-005 |  |  |  |  | 19 | 2
| 6111-XY-961P |  | 6111-XD-961 P | SOLENOID VALVE |  |  | DOR | DCS | LGB |  |  |  |  | - |  |  | NIS |  |  | 61-PK-1102B | N2_C2 | 6111-DJB-380/6111-DSB-005 | [28 empty] | 6111-DSB-005 |  |  |  |  | 19 | 3
| 6111-XY-962P |  | 6111-XD-962 P | SOLENOID VALVE |  |  | DOR | DCS | LGB |  |  |  |  | - |  |  | NIS |  |  | 61-PK-1102B | N2_C2 | 6111-DJB-380/6111-DSB-005 | [28 empty] | 6111-DSB-005 |  |  |  |  | 19 | 4
| 6111-ZS-961P |  | 6111-ZD-961 P | LIMIT SWITCH |  |  | DIR | DCS | Field |  |  |  |  | - |  |  | NIS |  |  | 61-PK-1102B | N2_C2 | 6111-DJB-181/6111-DSB-005 | [28 empty] | 6111-DSB-005 |  |  |  |  | 20 | 1
| 6111-TS-674P |  | 6111-TD-674 P | TEMPERATURE SWITCH |  |  | DIR | DCS | Field |  |  |  |  | - |  |  | NIS |  | 61-E-1183 | 61-PK-1102B | N2_C2 | 6111-DJB-182/6111-DSB-005 | [28 empty] | 6111-DSB-005 |  |  |  |  | 20 | 2
| 6111-TS-675P |  | 6111-TD-675 P | TEMPERATURE SWITCH |  |  | DIR | DCS | Field |  |  |  |  | - |  |  | NIS |  | 61-E-1183 | 61-PK-1102B | N2_C2 | 6111-DJB-182/6111-DSB-005 | [28 empty] | 6111-DSB-005 |  |  |  |  | 20 | 3
| SPARE | [49 empty] | 6111-DSB-005 |  |  |  |  | 20 | 4
| SPARE | [49 empty] | 6111-DSB-005 |  |  |  |  | 21 | 1
| SPARE | [49 empty] | 6111-DSB-005 |  |  |  |  | 21 | 2
| SPARE | [49 empty] | 6111-DSB-005 |  |  |  |  | 21 | 3
| SPARE | [49 empty] | 6111-DSB-005 |  |  |  |  | 21 | 4
| SPARE | [49 empty] | 6111-DSB-005 |  |  |  |  | 22 | 1
| SPARE | [49 empty] | 6111-DSB-005 |  |  |  |  | 22 | 2
| SPARE | [49 empty] | 6111-DSB-005 |  |  |  |  | 22 | 3
| SPARE | [49 empty] | 6111-DSB-005 |  |  |  |  | 22 | 4
| SPARE | [49 empty] | 6111-DSB-005 |  |  |  |  | 23 | 1
| SPARE | [49 empty] | 6111-DSB-005 |  |  |  |  | 23 | 2
| SPARE | [49 empty] | 6111-DSB-005 |  |  |  |  | 23 | 3
| SPARE | [49 empty] | 6111-DSB-005 |  |  |  |  | 23 | 4
| SPARE | [49 empty] | 6111-DSB-005 |  |  |  |  | 24 | 1
| SPARE | [49 empty] | 6111-DSB-005 |  |  |  |  | 24 | 2
| SPARE | [49 empty] | 6111-DSB-005 |  |  |  |  | 24 | 3
| SPARE | [49 empty] | 6111-DSB-005 |  |  |  |  | 24 | 4
| 5612-FY-211AP |  | 5612-FD-211 | FUNCTION |  |  | AORH | DCS | Field | [7 empty] | IS | 4503-WZ-DM-T56122701 |  | 56-P-1201A/B | 56-P-1201_G1 | 5612-FY-211AP/6190-DSB-001 | [28 empty] | 6190-DSB-001 |  |  |  |  | 1 | 1
| 5110-FIT-232 |  | 5110-FD-232 | FLOW IND. TRANSM. - ROTAMETER |  |  | AIRH | DCS | Field | [7 empty] | IS | 4503-VZ-DM-T51102021 |  |  |  | 5110-FIT-232/6190-DSB-001 | [28 empty] | 6190-DSB-001 |  |  |  |  | 1 | 2
| 5110-FT-253 |  | 5110-FD-253 | FLOW TRANSMITTER - VORTEX |  |  | AIRH | DCS | Field | [7 empty] | IS | 4503-VZ-DM-T51102016 |  |  |  | 5110-FT-253/6190-DSB-001 | [28 empty] | 6190-DSB-001 |  |  |  |  | 1 | 3
| 5110-FY-253 |  | 5110-FD-253 | E/P POSITIONER |  |  | AORH | DCS | Field | [7 empty] | IS | 4503-VZ-DM-T51102016 |  |  |  | 5110-FY-253/6190-DSB-001 | [28 empty] | 6190-DSB-001 |  |  |  |  | 1 | 4
| 5612-FY-211BP |  | 5612-FD-211 | FUNCTION |  |  | AORH | DCS | Field | [7 empty] | IS | 4503-WZ-DM-T56122701 |  | 56-P-1201A/B | 56-P-1201_G2 | 5612-FY-211BP/6190-DSB-001 | [28 empty] | 6190-DSB-001 |  |  |  |  | 2 | 1
| 5110-HY-133 |  | 5110-HD-133 | E/P POSITIONER |  |  | AORH | DCS | Field | [7 empty] | IS | 4503-VZ-DM-T51102018 |  |  |  | 5110-HY-133/6190-DSB-001 | [28 empty] | 6190-DSB-001 |  |  |  |  | 2 | 2
| 5110-LT-302 |  | 5110-LD-302 | LEVEL TRANSM. - DP DIAPHRAGM CAPILLARY |  |  | AIRH | DCS | Field | [7 empty] | IS | 4503-VZ-DM-T51102021 | 51-V-1004 |  |  | 5110-LT-302/6190-DSB-001 | [28 empty] | 6190-DSB-001 |  |  |  |  | 2 | 3
| 5110-LT-318 |  | 5110-LD-318 | LEVEL TRANSM. - DP EXT. DIAPHRAGM CAP. |  |  | AIRH | DCS | Field | [7 empty] | IS | 4503-VZ-DM-T51102019 | 51-V-1009A |  |  | 5110-LT-318/6190-DSB-001 | [28 empty] | 6190-DSB-001 |  |  |  |  | 2 | 4
| 5110-HY-134 |  | 5110-HD-134 | E/P POSITIONER |  |  | AORH | DCS | Field | [7 empty] | IS | 4503-VZ-DM-T51102019 |  |  |  | 5110-HY-134/6190-DSB-001 | [28 empty] | 6190-DSB-001 |  |  |  |  | 3 | 1
| 5110-LY-314 |  | 5110-LD-314 | E/P POSITIONER |  |  | AORH | DCS | Field | [7 empty] | IS | 4503-VZ-DM-T51102018 |  |  |  | 5110-LY-314/6190-DSB-001 | [28 empty] | 6190-DSB-001 |  |  |  |  | 3 | 2
| 5110-PT-410 |  | 5110-PD-410 | PRESSURE TRANSM. - DIAPH. WITH CAPILLARY |  |  | AIRH | DCS | Field | [7 empty] | IS | 4503-VZ-DM-T51102026 |  |  |  | 5110-PT-410/6190-DSB-001 | [28 empty] | 6190-DSB-001 |  |  |  |  | 3 | 3
| 5110-PT-468 |  | 5110-PD-468 | PRESSURE TRANSM. - DIAPH. WITH CAPILLARY |  |  | AIRH | DCS | Field | [7 empty] | IS | 4503-VZ-DM-T51102019 |  |  |  | 5110-PT-468/6190-DSB-001 | [28 empty] | 6190-DSB-001 |  |  |  |  | 3 | 4
| 5110-PY-434 |  | 5110-PD-434 | E/P POSITIONER |  |  | AORH | DCS | Field | [7 empty] | IS | 4503-VZ-DM-T51102007 |  |  |  | 5110-PY-434/6190-DSB-001 | [28 empty] | 6190-DSB-001 |  |  |  |  | 4 | 1
| 5110-PT-476 |  | 5110-PD-476 | PRESSURE TRANSM. - DIAPH. WITH CAPILLARY |  |  | AIRH | DCS | Field | [7 empty] | IS | 4503-VZ-DM-T51102021 |  |  |  | 5110-PT-476/6190-DSB-001 | [28 empty] | 6190-DSB-001 |  |  |  |  | 4 | 2
| 5110-PY-476A |  | 5110-PD-476 | E/P POSITIONER |  |  | AORH | DCS | Field | [7 empty] | IS | 4503-VZ-DM-T51102021 |  |  |  | 5110-PY-476A/6190-DSB-001 | [28 empty] | 6190-DSB-001 |  |  |  |  | 4 | 3
| 5110-PT-508 |  | 5110-PD-508 | PRESSURE TRANSMITTER |  |  | AIRH | DCS | Field | [7 empty] | IS | 4503-VZ-DM-T51102016 |  |  |  | 5110-PT-508/6190-DSB-001 | [28 empty] | 6190-DSB-001 |  |  |  |  | 4 | 4
| 5110-PY-476B |  | 5110-PD-476 | E/P POSITIONER |  |  | AORH | DCS | Field | [7 empty] | IS | 4503-VZ-DM-T51102021 |  |  |  | 5110-PY-476B/6190-DSB-001 | [28 empty] | 6190-DSB-001 |  |  |  |  | 5 | 1
| 5110-PY-508 |  | 5110-PD-508 | E/P POSITIONER |  |  | AORH | DCS | Field | [7 empty] | IS | 4503-VZ-DM-T51102016 |  |  |  | 5110-PY-508/6190-DSB-001 | [28 empty] | 6190-DSB-001 |  |  |  |  | 5 | 2
| 5110-TT-612 |  | 5110-TD-612 | TEMPERATURE TRANSM. - HEAD MOUNT |  |  | AIRH | DCS | Field | [7 empty] | IS | 4503-VZ-DM-T51102008 | 51-R-1003 |  |  | 5110-TT-612/6190-DSB-001 | [28 empty] | 6190-DSB-001 |  |  |  |  | 5 | 3
| 5110-TT-613 |  | 5110-TD-613 | TEMPERATURE TRANSM. - HEAD MOUNT |  |  | AIRH | DCS | Field | [7 empty] | IS | 4503-VZ-DM-T51102008 | 51-R-1003 |  |  | 5110-TT-613/6190-DSB-001 | [28 empty] | 6190-DSB-001 |  |  |  |  | 5 | 4
| 5110-TT-614 |  | 5110-TD-614 | TEMPERATURE TRANSM. - HEAD MOUNT |  |  | AIRH | DCS | Field | [7 empty] | IS | 4503-VZ-DM-T51102008 | 51-R-1003 |  |  | 5110-TT-614/6190-DSB-001 | [28 empty] | 6190-DSB-001 |  |  |  |  | 6 | 1
| 5110-TT-615 |  | 5110-TD-615 | TEMPERATURE TRANSM. - HEAD MOUNT |  |  | AIRH | DCS | Field | [7 empty] | IS | 4503-VZ-DM-T51102010 |  |  |  | 5110-TT-615/6190-DSB-001 | [28 empty] | 6190-DSB-001 |  |  |  |  | 6 | 2
| 5110-TT-632 |  | 5110-TD-632 | TEMPERATURE TRANSM. - HEAD MOUNT |  |  | AIRH | DCS | Field | [7 empty] | IS | 4503-VZ-DM-T51102018 | 51-V-1008 |  |  | 5110-TT-632/6190-DSB-001 | [28 empty] | 6190-DSB-001 |  |  |  |  | 6 | 3
| 5110-TT-635 |  | 5110-TD-635 | TEMPERATURE TRANSM. - HEAD MOUNT |  |  | AIRH | DCS | Field | [7 empty] | IS | 4503-VZ-DM-T51102021 |  |  |  | 5110-TT-635/6190-DSB-001 | [28 empty] | 6190-DSB-001 |  |  |  |  | 6 | 4
| 5110-TT-638 |  | 5110-TD-638 | TEMPERATURE TRANSM. - HEAD MOUNT |  |  | AIRH | DCS | Field | [7 empty] | IS | 4503-VZ-DM-T51102012 |  |  |  | 5110-TT-638/6190-DSB-001 | [28 empty] | 6190-DSB-001 |  |  |  |  | 7 | 1
| 5110-TT-659 |  | 5110-TD-659 | TEMPERATURE TRANSM. - HEAD MOUNT |  |  | AIRH | DCS | Field | [7 empty] | IS | 4503-VZ-DM-T51102011 |  |  |  | 5110-TT-659/6190-DSB-001 | [28 empty] | 6190-DSB-001 |  |  |  |  | 7 | 2
| 5110-TT-667 |  | 5110-TD-667 | TEMPERATURE TRANSM. - HEAD MOUNT |  |  | AIRH | DCS | Field | [7 empty] | IS | 4503-VZ-DM-T51102013 |  |  |  | 5110-TT-667/6190-DSB-001 | [28 empty] | 6190-DSB-001 |  |  |  |  | 7 | 3
| 5110-TT-713 |  | 5110-TD-713 | TEMPERATURE TRANSM. - HEAD MOUNT |  |  | AIRH | DCS | Field | [7 empty] | IS | 4503-VZ-DM-T51102016 |  |  |  | 5110-TT-713/6190-DSB-001 | [28 empty] | 6190-DSB-001 |  |  |  |  | 7 | 4
| 5110-TY-713 |  | 5110-TD-713 | E/P POSITIONER |  |  | AORH | DCS | Field | [7 empty] | IS | 4503-VZ-DM-T51102016 |  |  |  | 5110-TY-713/6190-DSB-001 | [28 empty] | 6190-DSB-001 |  |  |  |  | 8 | 1
| 5110-PT-527 |  | 5110-XZ-821 | PRESSURE TRANSMITTER |  |  | AIRH | DCS | Field | [7 empty] | IS | 4503-VZ-DM-T51102008 | 5110-XZV-821 |  |  | 5110-PT-527/6190-DSB-001 | [28 empty] | 6190-DSB-001 |  |  |  |  | 8 | 2
| 5110-PT-529 |  | 5110-XZ-822 | PRESSURE TRANSMITTER |  |  | AIRH | DCS | Field | [7 empty] | IS | 4503-VZ-DM-T51102008 | 5110-XZV-822 |  |  | 5110-PT-529/6190-DSB-001 | [28 empty] | 6190-DSB-001 |  |  |  |  | 8 | 3
| 5110-PT-460 |  | 5110-XZ-823 | PRESSURE TRANSMITTER |  |  | AIRH | DCS | Field | [7 empty] | IS | 4503-VZ-DM-T51102008 | 5110-XZV-823 |  |  | 5110-PT-460/6190-DSB-001 | [28 empty] | 6190-DSB-001 |  |  |  |  | 8 | 4
| 5110-PT-477 |  | 5110-XZ-824 | PRESSURE TRANSMITTER |  |  | AIRH | DCS | Field | [7 empty] | IS | 4503-VZ-DM-T51102008 | 5110-XZV-824 |  |  | 5110-PT-477/6190-DSB-001 | [28 empty] | 6190-DSB-001 |  |  |  |  | 9 | 1
| 5110-PT-513 |  | 5110-XZ-839 | PRESSURE TRANSMITTER |  |  | AIRH | DCS | Field | [7 empty] | IS | 4503-VZ-DM-T51102021 | 5110-XZV-839 |  |  | 5110-PT-513/6190-DSB-001 | [28 empty] | 6190-DSB-001 |  |  |  |  | 9 | 2
| 5110-XZSC-842 |  | 5110-XZ-842 | LIMIT SWITCH - CLOSE |  |  | DIR | DCS | Field | [7 empty] | IS | 4503-VZ-DM-T51102022 |  |  |  | 5110-XZSC-842/6190-DSB-001 | [28 empty] | 6190-DSB-001 |  |  |  |  | 9 | 3
| 5110-XZSO-842 |  | 5110-XZ-842 | LIMIT SWITCH - OPEN |  |  | DIR | DCS | Field | [7 empty] | IS | 4503-VZ-DM-T51102022 |  |  |  | 5110-XZSO-842/6190-DSB-001 | [28 empty] | 6190-DSB-001 |  |  |  |  | 9 | 4
| 5110-PT-516 |  | 5110-XZ-843 | PRESSURE TRANSMITTER |  |  | AIRH | DCS | Field | [7 empty] | IS | 4503-VZ-DM-T51102022 | 5110-XZV-843 |  |  | 5110-PT-516/6190-DSB-001 | [28 empty] | 6190-DSB-001 |  |  |  |  | 10 | 1
| 5120-FY-225 |  | 5120-FD-225 | E/P POSITIONER |  |  | AORH | DCS | Field | [7 empty] | IS | 4503-VZ-DM-T51202001 |  |  |  | 5120-FY-225/6190-DSB-001 | [28 empty] | 6190-DSB-001 |  |  |  |  | 10 | 2
| 5120-FT-245 |  | 5120-FD-245 | FLOW TRANSMITTER - VORTEX |  |  | AIRH | DCS | Field | [7 empty] | IS | 4503-VZ-DM-T51202009 |  |  |  | 5120-FT-245/6190-DSB-001 | [28 empty] | 6190-DSB-001 |  |  |  |  | 10 | 3
| 5120-FT-258 |  | 5120-FD-258 | FLOW TRANSMITTER - VORTEX |  |  | AIRH | DCS | Field | [7 empty] | IS | 4503-VZ-DM-T51202001 |  |  |  | 5120-FT-258/6190-DSB-001 | [28 empty] | 6190-DSB-001 |  |  |  |  | 10 | 4
| 5120-FT-259 |  | 5120-FD-259 | FLOW TRANSMITTER - VORTEX |  |  | AIRH | DCS | Field | [7 empty] | IS | 4503-VZ-DM-T51202001 |  |  |  | 5120-FT-259/6190-DSB-001 | [28 empty] | 6190-DSB-001 |  |  |  |  | 11 | 1
| 5120-FY-259 |  | 5120-FD-259 | E/P POSITIONER |  |  | AORH | DCS | Field | [7 empty] | IS | 4503-VZ-DM-T51202001 |  |  |  | 5120-FY-259/6190-DSB-001 | [28 empty] | 6190-DSB-001 |  |  |  |  | 11 | 2
| 5120-FT-261 |  | 5120-FD-261 | FLOW TRANSMITTER - VORTEX |  |  | AIRH | DCS | Field | [7 empty] | IS | 4503-VZ-DM-T51202009 |  |  |  | 5120-FT-261/6190-DSB-001 | [28 empty] | 6190-DSB-001 |  |  |  |  | 11 | 3
| 5120-FT-264 |  | 5120-FD-264 | FLOW TRANSMITTER - VORTEX |  |  | AIRH | DCS | Field | [7 empty] | IS | 4503-VZ-DM-T51202002 |  |  |  | 5120-FT-264/6190-DSB-001 | [28 empty] | 6190-DSB-001 |  |  |  |  | 11 | 4
| 5120-FY-264 |  | 5120-FD-264 | E/P POSITIONER |  |  | AORH | DCS | Field | [7 empty] | IS | 4503-VZ-DM-T51202002 |  |  |  | 5120-FY-264/6190-DSB-001 | [28 empty] | 6190-DSB-001 |  |  |  |  | 12 | 1
| 5120-FY-268 |  | 5120-FD-268 | E/P POSITIONER |  |  | AORH | DCS | Field | [7 empty] | IS | 4503-VZ-DM-T51202004 |  |  |  | 5120-FY-268/6190-DSB-001 | [28 empty] | 6190-DSB-001 |  |  |  |  | 12 | 2
| 5120-FT-270 |  | 5120-FD-270 | FLOW TRANSMITTER - VORTEX |  |  | AIRH | DCS | Field | [7 empty] | IS | 4503-VZ-DM-T51202004 |  |  |  | 5120-FT-270/6190-DSB-001 | [28 empty] | 6190-DSB-001 |  |  |  |  | 12 | 3
| 5120-LT-360 |  | 5120-LD-360 | LEVEL TRANSM. - GWR EXT. CHAMBER |  |  | AIRH | DCS | Field | [7 empty] | IS | 4503-VZ-DM-T51202001 | 51-V-2001 |  |  | 5120-LT-360/6190-DSB-001 | [28 empty] | 6190-DSB-001 |  |  |  |  | 12 | 4
| 5120-HY-101 |  | 5120-HD-101 | E/P POSITIONER |  |  | AORH | DCS | Field | [7 empty] | IS | 4503-VZ-DM-T51202003 |  |  |  | 5120-HY-101/6190-DSB-001 | [28 empty] | 6190-DSB-001 |  |  |  |  | 13 | 1
| 5120-LY-344 |  | 5120-LD-344 | E/P POSITIONER |  |  | AORH | DCS | Field | [7 empty] | IS | 4503-VZ-DM-T51202002 |  |  |  | 5120-LY-344/6190-DSB-001 | [28 empty] | 6190-DSB-001 |  |  |  |  | 13 | 2
| 5120-PDT-402 |  | 5120-PD-402 | PRESSURE DIFFERENTIAL TRANSMITTER |  |  | AIRH | DCS | Field | [7 empty] | IS | 4503-VZ-DM-T51202004 | 51-F-1009 |  |  | 5120-PDT-402/6190-DSB-001 | [28 empty] | 6190-DSB-001 |  |  |  |  | 13 | 3
| 5120-PT-510 |  | 5120-PD-510 | PRESSURE TRANSMITTER |  |  | AIRH | DCS | Field | [7 empty] | IS | 4503-VZ-DM-T51202001 |  |  |  | 5120-PT-510/6190-DSB-001 | [28 empty] | 6190-DSB-001 |  |  |  |  | 13 | 4
| 5120-LY-350 |  | 5120-LD-350 | E/P POSITIONER |  |  | AORH | DCS | Field | [7 empty] | IS | 4503-VZ-DM-T51202004 |  |  |  | 5120-LY-350/6190-DSB-001 | [28 empty] | 6190-DSB-001 |  |  |  |  | 14 | 1
| 5120-PT-515 |  | 5120-PD-515 | PRESSURE TRANSMITTER |  |  | AIRH | DCS | Field | [7 empty] | IS | 4503-VZ-DM-T51202001 |  |  |  | 5120-PT-515/6190-DSB-001 | [28 empty] | 6190-DSB-001 |  |  |  |  | 14 | 2
| 5120-PY-515A |  | 5120-PD-515 | E/P POSITIONER |  |  | AORH | DCS | Field | [7 empty] | IS | 4503-VZ-DM-T51202001 |  |  |  | 5120-PY-515A/6190-DSB-001 | [28 empty] | 6190-DSB-001 |  |  |  |  | 14 | 3
| 5120-PT-525 |  | 5120-PD-525 | PRESSURE TRANSMITTER |  |  | AIRH | DCS | Field | [7 empty] | IS | 4503-VZ-DM-T51202003 |  |  |  | 5120-PT-525/6190-DSB-001 | [28 empty] | 6190-DSB-001 |  |  |  |  | 14 | 4
| 5120-PY-515B |  | 5120-PD-515 | E/P POSITIONER |  |  | AORH | DCS | Field | [7 empty] | IS | 4503-VZ-DM-T51202001 |  |  |  | 5120-PY-515B/6190-DSB-001 | [28 empty] | 6190-DSB-001 |  |  |  |  | 15 | 1
| 5120-PY-528 |  | 5120-PD-528 | E/P POSITIONER |  |  | AORH | DCS | Field | [7 empty] | IS | 4503-VZ-DM-T51202002 |  |  |  | 5120-PY-528/6190-DSB-001 | [28 empty] | 6190-DSB-001 |  |  |  |  | 15 | 2
| 5120-PT-530 |  | 5120-PD-530 | PRESSURE TRANSMITTER |  |  | AIRH | DCS | Field | [7 empty] | IS | 4503-VZ-DM-T51202009 |  |  |  | 5120-PT-530/6190-DSB-001 | [28 empty] | 6190-DSB-001 |  |  |  |  | 15 | 3
| 5120-PT-535 |  | 5120-PD-535 | PRESSURE TRANSMITTER |  |  | AIRH | DCS | Field | [7 empty] | IS | 4503-VZ-DM-T51202005 |  |  |  | 5120-PT-535/6190-DSB-001 | [28 empty] | 6190-DSB-001 |  |  |  |  | 15 | 4
| 5120-PY-535 |  | 5120-PD-535 | E/P POSITIONER |  |  | AORH | DCS | Field | [7 empty] | IS | 4503-VZ-DM-T51202005 |  |  |  | 5120-PY-535/6190-DSB-001 | [28 empty] | 6190-DSB-001 |  |  |  |  | 16 | 1
| 5120-PY-540 |  | 5120-PD-540 | E/P POSITIONER |  |  | AORH | DCS | Field | [7 empty] | IS | 4503-VZ-DM-T51202004 |  |  |  | 5120-PY-540/6190-DSB-001 | [28 empty] | 6190-DSB-001 |  |  |  |  | 16 | 2
| 5120-PT-545 |  | 5120-PD-545 | PRESSURE TRANSMITTER |  |  | AIRH | DCS | Field | [7 empty] | IS | 4503-VZ-DM-T51202006 |  |  |  | 5120-PT-545/6190-DSB-001 | [28 empty] | 6190-DSB-001 |  |  |  |  | 16 | 3
| 5120-PT-546 |  | 5120-PD-546 | PRESSURE TRANSMITTER |  |  | AIRH | DCS | Field | [7 empty] | IS | 4503-VZ-DM-T51202006 |  |  |  | 5120-PT-546/6190-DSB-001 | [28 empty] | 6190-DSB-001 |  |  |  |  | 16 | 4
| 5120-TT-655 |  | 5120-TD-655 | TEMPERATURE TRANSM. - HEAD MOUNT |  |  | AIRH | DCS | Field | [7 empty] | IS | 4503-VZ-DM-T51202002 | 51-C-2002 |  |  | 5120-TT-655/6190-DSB-001 | [28 empty] | 6190-DSB-001 |  |  |  |  | 17 | 1
| 5120-TT-679 |  | 5120-TD-679 | TEMPERATURE TRANSM. - HEAD MOUNT |  |  | AIRH | DCS | Field | [7 empty] | IS | 4503-VZ-DM-T51202001 |  |  |  | 5120-TT-679/6190-DSB-001 | [28 empty] | 6190-DSB-001 |  |  |  |  | 17 | 2
| 5120-TT-686 |  | 5120-TD-686 | TEMPERATURE TRANSM. - HEAD MOUNT |  |  | AIRH | DCS | Field | [7 empty] | IS | 4503-VZ-DM-T51202002 | 51-C-2002 |  |  | 5120-TT-686/6190-DSB-001 | [28 empty] | 6190-DSB-001 |  |  |  |  | 17 | 3
| 5120-TT-692 |  | 5120-TD-692 | TEMPERATURE TRANSM. - HEAD MOUNT |  |  | AIRH | DCS | Field | [7 empty] | IS | 4503-VZ-DM-T51202002 |  |  |  | 5120-TT-692/6190-DSB-001 | [28 empty] | 6190-DSB-001 |  |  |  |  | 17 | 4
| 5120-TT-696 |  | 5120-TD-696 | TEMPERATURE TRANSM. - HEAD MOUNT |  |  | AIRH | DCS | Field | [7 empty] | IS | 4503-VZ-DM-T51202005 |  |  |  | 5120-TT-696/6190-DSB-001 | [28 empty] | 6190-DSB-001 |  |  |  |  | 18 | 1
| 5120-TT-702 |  | 5120-TD-702 | TEMPERATURE TRANSM. - HEAD MOUNT |  |  | AIRH | DCS | Field | [7 empty] | IS | 4503-VZ-DM-T51202004 |  |  |  | 5120-TT-702/6190-DSB-001 | [28 empty] | 6190-DSB-001 |  |  |  |  | 18 | 2
| 5120-TT-706 |  | 5120-TD-706 | TEMPERATURE TRANSM. - HEAD MOUNT |  |  | AIRH | DCS | Field | [7 empty] | IS | 4503-VZ-DM-T51202004 |  |  |  | 5120-TT-706/6190-DSB-001 | [28 empty] | 6190-DSB-001 |  |  |  |  | 18 | 3
| 5120-TT-770 |  | 5120-TD-770 | TEMPERATURE TRANSM. - HEAD MOUNT |  |  | AIRH | DCS | Field | [7 empty] | IS | 4503-VZ-DM-T51202004 | 51-C-2004 |  |  | 5120-TT-770/6190-DSB-001 | [28 empty] | 6190-DSB-001 |  |  |  |  | 18 | 4
| 5120-TT-771 |  | 5120-TD-771 | TEMPERATURE TRANSM. - HEAD MOUNT |  |  | AIRH | DCS | Field | [7 empty] | IS | 4503-VZ-DM-T51202004 | 51-C-2004 |  |  | 5120-TT-771/6190-DSB-001 | [28 empty] | 6190-DSB-001 |  |  |  |  | 19 | 1
| 5120-PT-563 |  | 5120-XZ-803 | PRESSURE TRANSMITTER |  |  | AIRH | DCS | Field | [7 empty] | IS | 4503-VZ-DM-T51202006 | 5120-XZV-803 |  |  | 5120-PT-563/6190-DSB-001 | [28 empty] | 6190-DSB-001 |  |  |  |  | 19 | 2
| 5120-PT-560 |  | 5120-XZ-804 | PRESSURE TRANSMITTER |  |  | AIRH | DCS | Field | [7 empty] | IS | 4503-VZ-DM-T51202006 | 5120-XZV-804 |  |  | 5120-PT-560/6190-DSB-001 | [28 empty] | 6190-DSB-001 |  |  |  |  | 19 | 3
| 5612-PT-411 |  | 5612-PD-411 | PRESSURE TRANSMITTER |  |  | AIRH | DCS | Field | [7 empty] | IS | 4503-WZ-DM-T56122701 |  |  |  | 5612-PT-411/6190-DSB-001 | [28 empty] | 6190-DSB-001 |  |  |  |  | 19 | 4
| 5612-PT-412 |  | 5612-PD-412 | PRESSURE TRANSMITTER |  |  | AIRH | DCS | Field | [7 empty] | IS | 4503-WZ-DM-T56122701 |  |  |  | 5612-PT-412/6190-DSB-001 | [28 empty] | 6190-DSB-001 |  |  |  |  | 20 | 1
| 6121-FY-213 |  | 6121-FD-213 | E/P POSITIONER |  |  | AORH | DCS | Field | [7 empty] | IS | 4503-VZ-DM-T61212020 |  |  |  | 6121-FY-213/6190-DSB-001 | [28 empty] | 6190-DSB-001 |  |  |  |  | 20 | 2
| SPARE | [49 empty] | 6190-DSB-001 |  |  |  |  | 20 | 3
| SPARE | [49 empty] | 6190-DSB-001 |  |  |  |  | 20 | 4
| SPARE | [49 empty] | 6190-DSB-001 |  |  |  |  | 21 | 1
| SPARE | [49 empty] | 6190-DSB-001 |  |  |  |  | 21 | 2
| SPARE | [49 empty] | 6190-DSB-001 |  |  |  |  | 21 | 3
| SPARE | [49 empty] | 6190-DSB-001 |  |  |  |  | 21 | 4
| SPARE | [49 empty] | 6190-DSB-001 |  |  |  |  | 22 | 1
| SPARE | [49 empty] | 6190-DSB-001 |  |  |  |  | 22 | 2
| SPARE | [49 empty] | 6190-DSB-001 |  |  |  |  | 22 | 3
| SPARE | [49 empty] | 6190-DSB-001 |  |  |  |  | 22 | 4
| SPARE | [49 empty] | 6190-DSB-001 |  |  |  |  | 23 | 1
| SPARE | [49 empty] | 6190-DSB-001 |  |  |  |  | 23 | 2
| SPARE | [49 empty] | 6190-DSB-001 |  |  |  |  | 23 | 3
| SPARE | [49 empty] | 6190-DSB-001 |  |  |  |  | 23 | 4
| SPARE | [49 empty] | 6190-DSB-001 |  |  |  |  | 24 | 1
| SPARE | [49 empty] | 6190-DSB-001 |  |  |  |  | 24 | 2
| SPARE | [49 empty] | 6190-DSB-001 |  |  |  |  | 24 | 3
| SPARE | [49 empty] | 6190-DSB-001 |  |  |  |  | 24 | 4
| 5110-HY-184P |  | 5110-HD-182P | PUMP STROKE ADJUSTMENT |  |  | AORH | DCS | Field | [7 empty] | IS | 4503-GG-VD-BD034T0151P1005AB085 | 51-P-1005A | 51-P-1005 A/B | 51-P-1005_G1 | 5110-HY-184P/6190-DSB-002 | [28 empty] | 6190-DSB-002 |  |  |  |  | 1 | 1
| 5110-HY-186P |  | 5110-HD-182P | PUMP STROKE ADJUSTMENT |  |  | AORH | DCS | Field | [7 empty] | IS | 4503-GG-VD-BD034T0151P1005AB085 | 51-P-1005A | 51-P-1005 A/B | 51-P-1005_G1 | 5110-HY-186P/6190-DSB-002 | [28 empty] | 6190-DSB-002 |  |  |  |  | 1 | 2
| 6110-PT-453P |  | 6110-PD-453P | PRESSURE TRANSMITTER |  |  | AIRH | DCS | Field | [7 empty] | IS | 4503-GG-VD-BD021T3161P1002AB086 | 61-P-1002A | 61-P-1002 A/B | 61-P-1002_G1 | 6110-PT-453P/6190-DSB-002 | [28 empty] | 6190-DSB-002 |  |  |  |  | 1 | 3
| 6110-TT-659P |  | 6110-TD-659P | TEMPERATURE TRANSM. - HEAD MOUNT |  |  | AIRH | DCS | Field | [7 empty] | IS | 4503-GG-VD-BD021T3161P1002AB086 | 61-P-1002A | 61-P-1002 A/B | 61-P-1002_G1 | 6110-TT-659P/6190-DSB-002 | [28 empty] | 6190-DSB-002 |  |  |  |  | 1 | 4
| 5110-HY-185P |  | 5110-HD-183P | PUMP STROKE ADJUSTMENT |  |  | AORH | DCS | Field | [7 empty] | IS | 4503-GG-VD-BD034T0151P1005AB085 | 51-P-1005B | 51-P-1005 A/B | 51-P-1005_G2 | 5110-HY-185P/6190-DSB-002 | [28 empty] | 6190-DSB-002 |  |  |  |  | 2 | 1
| 5110-HY-187P |  | 5110-HD-183P | PUMP STROKE ADJUSTMENT |  |  | AORH | DCS | Field | [7 empty] | IS | 4503-GG-VD-BD034T0151P1005AB085 | 51-P-1005B | 51-P-1005 A/B | 51-P-1005_G2 | 5110-HY-187P/6190-DSB-002 | [28 empty] | 6190-DSB-002 |  |  |  |  | 2 | 2
| 5110-PT-565P |  | 5110-PD-565P | PRESSURE TRANSMITTER |  |  | AIRH | DCS | Field | [7 empty] | IS | 4503-GG-VD-BD034T0151P1005AB085 | 51-P-1005A | 51-P-1005 A/B | 51-P-1005_G2 | 5110-PT-565P/6190-DSB-002 | [28 empty] | 6190-DSB-002 |  |  |  |  | 2 | 3
| 5110-PT-566P |  | 5110-PD-566P | PRESSURE TRANSMITTER |  |  | AIRH | DCS | Field | [7 empty] | IS | 4503-GG-VD-BD034T0151P1005AB085 | 51-P-1005B | 51-P-1005 A/B | 51-P-1005_G2 | 5110-PT-566P/6190-DSB-002 | [28 empty] | 6190-DSB-002 |  |  |  |  | 2 | 4
| 6110-PT-454P |  | 6110-PD-454P | PRESSURE TRANSMITTER |  |  | AIRH | DCS | Field | [7 empty] | IS | 4503-GG-VD-BD021T3161P1002AB086 | 61-P-1002B | 61-P-1002 A/B | 61-P-1002_G2 | 6110-PT-454P/6190-DSB-002 | [28 empty] | 6190-DSB-002 |  |  |  |  | 3 | 1
| 6110-PT-459P |  | 6110-PD-459P | PRESSURE TRANSMITTER |  |  | AIRH | DCS | Field | [7 empty] | IS | 4503-GG-VD-BD021T3161P1014AB087 | 61-P-1014A | 61-P-1002 A/B | 61-P-1002_G2 | 6110-PT-459P/6190-DSB-002 | [28 empty] | 6190-DSB-002 |  |  |  |  | 3 | 2
| 6110-PT-460P |  | 6110-PD-460P | PRESSURE TRANSMITTER |  |  | AIRH | DCS | Field | [7 empty] | IS | 4503-GG-VD-BD021T3161P1014AB087 | 61-P-1014B | 61-P-1002 A/B | 61-P-1002_G2 | 6110-PT-460P/6190-DSB-002 | [28 empty] | 6190-DSB-002 |  |  |  |  | 3 | 3
| 6110-TT-663P |  | 6110-TD-663P | TEMPERATURE TRANSM. - HEAD MOUNT |  |  | AIRH | DCS | Field | [7 empty] | IS | 4503-GG-VD-BD021T3161P1014AB087 | 61-P-1014A | 61-P-1002 A/B | 61-P-1002_G2 | 6110-TT-663P/6190-DSB-002 | [28 empty] | 6190-DSB-002 |  |  |  |  | 3 | 4
| 6110-TT-660P |  | 6110-TD-660P | TEMPERATURE TRANSM. - HEAD MOUNT |  |  | AIRH | DCS | Field | [7 empty] | IS | 4503-GG-VD-BD021T3161P1002AB086 | 61-P-1002B | 61-P-1002 A/B | 61-P-1002_G1 | 6110-TT-660P/6190-DSB-002 | [28 empty] | 6190-DSB-002 |  |  |  |  | 4 | 1
| 6114-TT-653P |  | 6114-TD-653P | TEMPERATURE TRANSM. - HEAD MOUNT |  |  | AIRH | DCS | Field | [7 empty] | IS | 4503-GG-VD-BD021T3161P1404AB088 | 61-P-1412A | 61-P-1412 A/B | 61-P-1412_G1 | 6114-TT-653P/6190-DSB-002 | [28 empty] | 6190-DSB-002 |  |  |  |  | 4 | 2
| 5110-FT-235 |  | 5110-FD-235 | FLOW TRANSMITTER - VORTEX |  |  | AIRH | DCS | Field | [7 empty] | IS | 4503-VZ-DM-T51102012 |  |  |  | 5110-FT-235/6190-DSB-002 | [28 empty] | 6190-DSB-002 |  |  |  |  | 4 | 3
| 5110-LT-329 |  | 5110-LD-329 | LEVEL TRANSM. - DP DIAPHRAGM CAPILLARY |  |  | AIRH | DCS | Field | [7 empty] | IS | 4503-VZ-DM-T51102022 | 51-V-1005 |  |  | 5110-LT-329/6190-DSB-002 | [28 empty] | 6190-DSB-002 |  |  |  |  | 4 | 4
| 6110-TT-664P |  | 6110-TD-664P | TEMPERATURE TRANSM. - HEAD MOUNT |  |  | AIRH | DCS | Field | [7 empty] | IS | 4503-GG-VD-BD021T3161P1014AB087 | 61-P-1014B | 61-P-1002 A/B | 61-P-1002_G2 | 6110-TT-664P/6190-DSB-002 | [28 empty] | 6190-DSB-002 |  |  |  |  | 5 | 1
| 6114-PT-453P |  | 6114-PD-453P | PRESSURE TRANSMITTER |  |  | AIRH | DCS | Field | [7 empty] | IS | 4503-GG-VD-BD021T3161P1404AB088 | 61-P-1412A | 61-P-1412 A/B | 61-P-1412_G2 | 6114-PT-453P/6190-DSB-002 | [28 empty] | 6190-DSB-002 |  |  |  |  | 5 | 2
| 6114-PT-454P |  | 6114-PD-454P | PRESSURE TRANSMITTER |  |  | AIRH | DCS | Field | [7 empty] | IS | 4503-GG-VD-BD021T3161P1404AB088 | 61-P-1412B | 61-P-1412 A/B | 61-P-1412_G2 | 6114-PT-454P/6190-DSB-002 | [28 empty] | 6190-DSB-002 |  |  |  |  | 5 | 3
| 6114-TT-654P |  | 6114-TD-654P | TEMPERATURE TRANSM. - HEAD MOUNT |  |  | AIRH | DCS | Field | [7 empty] | IS | 4503-GG-VD-BD021T3161P1404AB088 | 61-P-1412B | 61-P-1412 A/B | 61-P-1412_G2 | 6114-TT-654P/6190-DSB-002 | [28 empty] | 6190-DSB-002 |  |  |  |  | 5 | 4
| 5110-PT-465 |  | 5110-PD-465 | PRESSURE TRANSM. - DIAPH. WITH CAPILLARY |  |  | AIRH | DCS | Field | [7 empty] | IS | 4503-VZ-DM-T51102019 |  |  |  | 5110-PT-465/6190-DSB-002 | [28 empty] | 6190-DSB-002 |  |  |  |  | 6 | 1
| 5110-PY-465 |  | 5110-PD-465 | E/P POSITIONER |  |  | AORH | DCS | Field | [7 empty] | IS | 4503-VZ-DM-T51102019 |  |  |  | 5110-PY-465/6190-DSB-002 | [28 empty] | 6190-DSB-002 |  |  |  |  | 6 | 2
| 5110-PY-468 |  | 5110-PD-468 | E/P POSITIONER |  |  | AORH | DCS | Field | [7 empty] | IS | 4503-VZ-DM-T51102019 |  |  |  | 5110-PY-468/6190-DSB-002 | [28 empty] | 6190-DSB-002 |  |  |  |  | 6 | 3
| 5110-PDT-485 |  | 5110-PD-485 | PRESSURE TRANSM. - DIFF. DIAPH. WITH CAP |  |  | AIRH | DCS | Field | [7 empty] | IS | 4503-VZ-DM-T51102026 | 51-F-1009 |  |  | 5110-PDT-485/6190-DSB-002 | [28 empty] | 6190-DSB-002 |  |  |  |  | 6 | 4
| 5110-PDT-486 |  | 5110-PD-486 | PRESSURE TRANSM. - DIFF. DIAPH. WITH CAP |  |  | AIRH | DCS | Field | [7 empty] | IS | 4503-VZ-DM-T51102013 |  |  |  | 5110-PDT-486/6190-DSB-002 | [28 empty] | 6190-DSB-002 |  |  |  |  | 7 | 1
| 5110-PT-506 |  | 5110-PD-506 | PRESSURE TRANSM. - DIAPH. WITH CAPILLARY |  |  | AIRH | DCS | Field | [7 empty] | IS | 4503-VZ-DM-T51102034 |  |  |  | 5110-PT-506/6190-DSB-002 | [28 empty] | 6190-DSB-002 |  |  |  |  | 7 | 2
| 5110-PDT-507 |  | 5110-PD-507 | PRESSURE TRANSM. - DIFF. DIAPH. WITH CAP |  |  | AIRH | DCS | Field | [7 empty] | IS | 4503-VZ-DM-T51102016 | 51-E-1006A |  |  | 5110-PDT-507/6190-DSB-002 | [28 empty] | 6190-DSB-002 |  |  |  |  | 7 | 3
| 5110-PT-571 |  | 5110-PD-571 | PRESSURE TRANSM. - DIAPH. WITH CAPILLARY |  |  | AIRH | DCS | Field | [7 empty] | IS | 4503-VZ-DM-T51102034 |  |  |  | 5110-PT-571/6190-DSB-002 | [28 empty] | 6190-DSB-002 |  |  |  |  | 7 | 4
| 5110-PDT-572 |  | 5110-PD-572 | PRESSURE TRANSM. - DIFF. DIAPH. WITH CAP |  |  | AIRH | DCS | Field | [7 empty] | IS | 4503-VZ-DM-T51102016 | 51-E-1006B |  |  | 5110-PDT-572/6190-DSB-002 | [28 empty] | 6190-DSB-002 |  |  |  |  | 8 | 1
| 5110-TT-633 |  | 5110-TD-633 | TEMPERATURE TRANSM. - HEAD MOUNT |  |  | AIRH | DCS | Field | [7 empty] | IS | 4503-VZ-DM-T51102019 | 51-V-1009A |  |  | 5110-TT-633/6190-DSB-002 | [28 empty] | 6190-DSB-002 |  |  |  |  | 8 | 2
| 5110-TT-634 |  | 5110-TD-634 | TEMPERATURE TRANSM. - HEAD MOUNT |  |  | AIRH | DCS | Field | [7 empty] | IS | 4503-VZ-DM-T51102019 | 51-V-1009B |  |  | 5110-TT-634/6190-DSB-002 | [28 empty] | 6190-DSB-002 |  |  |  |  | 8 | 3
| 5110-TT-666 |  | 5110-TD-666 | TEMPERATURE TRANSM. - HEAD MOUNT |  |  | AIRH | DCS | Field | [7 empty] | IS | 4503-VZ-DM-T51102013 |  |  |  | 5110-TT-666/6190-DSB-002 | [28 empty] | 6190-DSB-002 |  |  |  |  | 8 | 4
| 5110-TT-670 |  | 5110-TD-670 | TEMPERATURE TRANSM. - HEAD MOUNT |  |  | AIRH | DCS | Field | [7 empty] | IS | 4503-VZ-DM-T51102016 |  |  |  | 5110-TT-670/6190-DSB-002 | [28 empty] | 6190-DSB-002 |  |  |  |  | 9 | 1
| 5110-TT-714 |  | 5110-TD-714 | TEMPERATURE TRANSM. - HEAD MOUNT |  |  | AIRH | DCS | Field | [7 empty] | IS | 4503-VZ-DM-T51102016 |  |  |  | 5110-TT-714/6190-DSB-002 | [28 empty] | 6190-DSB-002 |  |  |  |  | 9 | 2
| 5110-TT-717 |  | 5110-TD-717 | TEMPERATURE TRANSM. - HEAD MOUNT |  |  | AIRH | DCS | Field | [7 empty] | IS | 4503-VZ-DM-T51102016 |  |  |  | 5110-TT-717/6190-DSB-002 | [28 empty] | 6190-DSB-002 |  |  |  |  | 9 | 3
| 5110-TT-718 |  | 5110-TD-718 | TEMPERATURE TRANSM. - HEAD MOUNT |  |  | AIRH | DCS | Field | [7 empty] | IS | 4503-VZ-DM-T51102016 |  |  |  | 5110-TT-718/6190-DSB-002 | [28 empty] | 6190-DSB-002 |  |  |  |  | 9 | 4
| 5120-FT-225 |  | 5120-FD-225 | FLOW TRANSMITTER - VORTEX |  |  | AIRH | DCS | Field | [7 empty] | IS | 4503-VZ-DM-T51202001 |  |  |  | 5120-FT-225/6190-DSB-002 | [28 empty] | 6190-DSB-002 |  |  |  |  | 10 | 1
| 5120-FT-240 |  | 5120-FD-240 | FLOW TRANSMITTER - CORIOLIS |  |  | AIRH | DCS | Field |  |  |  |  | 230 VAC |  |  | IS | 4503-VZ-DM-T51202005 |  |  |  | 5120-FT-240/6190-DSB-002 | [28 empty] | 6190-DSB-002 |  |  |  |  | 10 | 2
| 5120-FY-240 |  | 5120-FD-240 | E/P POSITIONER |  |  | AORH | DCS | Field | [7 empty] | IS | 4503-VZ-DM-T51202005 |  |  |  | 5120-FY-240/6190-DSB-002 | [28 empty] | 6190-DSB-002 |  |  |  |  | 10 | 3
| 5120-FY-265 |  | 5120-FD-265 | E/P POSITIONER |  |  | AORH | DCS | Field | [7 empty] | IS | 4503-VZ-DM-T51202002 |  |  |  | 5120-FY-265/6190-DSB-002 | [28 empty] | 6190-DSB-002 |  |  |  |  | 10 | 4
| 5120-FT-265 |  | 5120-FD-265 | FLOW TRANSMITTER - VORTEX |  |  | AIRH | DCS | Field | [7 empty] | IS | 4503-VZ-DM-T51202002 |  |  |  | 5120-FT-265/6190-DSB-002 | [28 empty] | 6190-DSB-002 |  |  |  |  | 11 | 1
| 5120-FT-267 |  | 5120-FD-267 | FLOW TRANSMITTER - CORIOLIS |  |  | AIRH | DCS | Field |  |  |  |  | 230 VAC |  |  | IS | 4503-VZ-DM-T51202005 |  |  |  | 5120-FT-267/6190-DSB-002 | [28 empty] | 6190-DSB-002 |  |  |  |  | 11 | 2
| 5120-FT-268 |  | 5120-FD-268 | FLOW TRANSMITTER - VORTEX |  |  | AIRH | DCS | Field | [7 empty] | IS | 4503-VZ-DM-T51202004 |  |  |  | 5120-FT-268/6190-DSB-002 | [28 empty] | 6190-DSB-002 |  |  |  |  | 11 | 3
| 5120-FT-269 |  | 5120-FD-269 | FLOW TRANSMITTER - VORTEX |  |  | AIRH | DCS | Field | [7 empty] | IS | 4503-VZ-DM-T51202004 |  |  |  | 5120-FT-269/6190-DSB-002 | [28 empty] | 6190-DSB-002 |  |  |  |  | 11 | 4
| 5120-FY-269 |  | 5120-FD-269 | E/P POSITIONER |  |  | AORH | DCS | Field | [7 empty] | IS | 4503-VZ-DM-T51202004 |  |  |  | 5120-FY-269/6190-DSB-002 | [28 empty] | 6190-DSB-002 |  |  |  |  | 12 | 1
| 5120-HY-136 |  | 5120-HD-136 | E/P POSITIONER |  |  | AORH | DCS | Field | [7 empty] | IS | 4503-VZ-DM-T51202001 |  |  |  | 5120-HY-136/6190-DSB-002 | [28 empty] | 6190-DSB-002 |  |  |  |  | 12 | 2
| 5120-LT-338 |  | 5120-LD-338 | LEVEL TRANSM. - GWR EXT. CHAMBER |  |  | AIRH | DCS | Field | [7 empty] | IS | 4503-VZ-DM-T51202003 | 51-V-2002 |  |  | 5120-LT-338/6190-DSB-002 | [28 empty] | 6190-DSB-002 |  |  |  |  | 12 | 3
| 5120-LT-342 |  | 5120-LD-342 | LEVEL TRANSM. - GWR EXT. CHAMBER |  |  | AIRH | DCS | Field | [7 empty] | IS | 4503-VZ-DM-T51202002 | 51-C-2002 |  |  | 5120-LT-342/6190-DSB-002 | [28 empty] | 6190-DSB-002 |  |  |  |  | 12 | 4
| 5120-LY-338 |  | 5120-LD-338 | E/P POSITIONER |  |  | AORH | DCS | Field | [7 empty] | IS | 4503-VZ-DM-T51202003 |  |  |  | 5120-LY-338/6190-DSB-002 | [28 empty] | 6190-DSB-002 |  |  |  |  | 13 | 1
| 5120-LT-344 |  | 5120-LD-344 | LEVEL TRANSMITTER - dP |  |  | AIRH | DCS | Field | [7 empty] | IS | 4503-VZ-DM-T51202002 |  |  |  | 5120-LT-344/6190-DSB-002 | [28 empty] | 6190-DSB-002 |  |  |  |  | 13 | 2
| 5120-LT-346 |  | 5120-LD-346 | LEVEL TRANSM. - GWR EXT. CHAMBER |  |  | AIRH | DCS | Field | [7 empty] | IS | 4503-VZ-DM-T51202005 | 51-V-2004 |  |  | 5120-LT-346/6190-DSB-002 | [28 empty] | 6190-DSB-002 |  |  |  |  | 13 | 3
| 5120-LY-346 |  | 5120-LD-346 | E/P POSITIONER |  |  | AORH | DCS | Field | [7 empty] | IS | 4503-VZ-DM-T51202005 |  |  |  | 5120-LY-346/6190-DSB-002 | [28 empty] | 6190-DSB-002 |  |  |  |  | 13 | 4
| 5120-LT-350 |  | 5120-LD-350 | LEVEL TRANSM. - GWR EXT. CHAMBER |  |  | AIRH | DCS | Field | [7 empty] | IS | 4503-VZ-DM-T51202004 | 51-C-2004 |  |  | 5120-LT-350/6190-DSB-002 | [28 empty] | 6190-DSB-002 |  |  |  |  | 14 | 1
| 5120-LT-351 |  | 5120-LD-351 | LEVEL TRANSMITTER - dP |  |  | AIRH | DCS | Field | [7 empty] | IS | 4503-VZ-DM-T51202004 |  |  |  | 5120-LT-351/6190-DSB-002 | [28 empty] | 6190-DSB-002 |  |  |  |  | 14 | 2
| 5120-LY-351 |  | 5120-LD-351 | E/P POSITIONER |  |  | AORH | DCS | Field | [7 empty] | IS | 4503-VZ-DM-T51202004 |  |  |  | 5120-LY-351/6190-DSB-002 | [28 empty] | 6190-DSB-002 |  |  |  |  | 14 | 3
| 5120-PT-528 |  | 5120-PD-528 | PRESSURE TRANSMITTER |  |  | AIRH | DCS | Field | [7 empty] | IS | 4503-VZ-DM-T51202002 |  |  |  | 5120-PT-528/6190-DSB-002 | [28 empty] | 6190-DSB-002 |  |  |  |  | 14 | 4
| 5120-PT-529 |  | 5120-PD-529 | PRESSURE TRANSMITTER |  |  | AIRH | DCS | Field | [7 empty] | IS | 4503-VZ-DM-T51202002 |  |  |  | 5120-PT-529/6190-DSB-002 | [28 empty] | 6190-DSB-002 |  |  |  |  | 15 | 1
| 5120-PT-533 |  | 5120-PD-533 | PRESSURE TRANSMITTER |  |  | AIRH | DCS | Field | [7 empty] | IS | 4503-VZ-DM-T51202005 |  |  |  | 5120-PT-533/6190-DSB-002 | [28 empty] | 6190-DSB-002 |  |  |  |  | 15 | 2
| 5120-PY-534 |  | 5120-PD-534 | E/P POSITIONER |  |  | AORH | DCS | Field | [7 empty] | IS | 4503-VZ-DM-T51202005 |  |  |  | 5120-PY-534/6190-DSB-002 | [28 empty] | 6190-DSB-002 |  |  |  |  | 15 | 3
| 5120-PT-540 |  | 5120-PD-540 | PRESSURE TRANSMITTER |  |  | AIRH | DCS | Field | [7 empty] | IS | 4503-VZ-DM-T51202004 |  |  |  | 5120-PT-540/6190-DSB-002 | [28 empty] | 6190-DSB-002 |  |  |  |  | 15 | 4
| 5120-PT-541 |  | 5120-PD-541 | PRESSURE TRANSMITTER |  |  | AIRH | DCS | Field | [7 empty] | IS | 4503-VZ-DM-T51202004 |  |  |  | 5120-PT-541/6190-DSB-002 | [28 empty] | 6190-DSB-002 |  |  |  |  | 16 | 1
| 5120-TT-683 |  | 5120-TD-683 | TEMPERATURE TRANSM. - HEAD MOUNT |  |  | AIRH | DCS | Field | [7 empty] | IS | 4503-VZ-DM-T51202003 |  |  |  | 5120-TT-683/6190-DSB-002 | [28 empty] | 6190-DSB-002 |  |  |  |  | 16 | 2
| 5120-TT-688 |  | 5120-TD-688 | TEMPERATURE TRANSM. - HEAD MOUNT |  |  | AIRH | DCS | Field | [7 empty] | IS | 4503-VZ-DM-T51202002 | 51-C-2002 |  |  | 5120-TT-688/6190-DSB-002 | [28 empty] | 6190-DSB-002 |  |  |  |  | 16 | 3
| 5120-TT-691 |  | 5120-TD-691 | TEMPERATURE TRANSM. - HEAD MOUNT |  |  | AIRH | DCS | Field | [7 empty] | IS | 4503-VZ-DM-T51202002 |  |  |  | 5120-TT-691/6190-DSB-002 | [28 empty] | 6190-DSB-002 |  |  |  |  | 16 | 4
| 5120-TT-693 |  | 5120-TD-693 | TEMPERATURE TRANSM. - HEAD MOUNT |  |  | AIRH | DCS | Field | [7 empty] | IS | 4503-VZ-DM-T51202002 |  |  |  | 5120-TT-693/6190-DSB-002 | [28 empty] | 6190-DSB-002 |  |  |  |  | 17 | 1
| 5120-TY-693 |  | 5120-TD-693 | E/P POSITIONER |  |  | AORH | DCS | Field | [7 empty] | IS | 4503-VZ-DM-T51202002 |  |  |  | 5120-TY-693/6190-DSB-002 | [28 empty] | 6190-DSB-002 |  |  |  |  | 17 | 2
| 5120-TT-695 |  | 5120-TD-695 | TEMPERATURE TRANSM. - HEAD MOUNT |  |  | AIRH | DCS | Field | [7 empty] | IS | 4503-VZ-DM-T51202005 |  |  |  | 5120-TT-695/6190-DSB-002 | [28 empty] | 6190-DSB-002 |  |  |  |  | 17 | 3
| 5120-TT-697 |  | 5120-TD-697 | TEMPERATURE TRANSM. - HEAD MOUNT |  |  | AIRH | DCS | Field | [7 empty] | IS | 4503-VZ-DM-T51202004 | 51-C-2004 |  |  | 5120-TT-697/6190-DSB-002 | [28 empty] | 6190-DSB-002 |  |  |  |  | 17 | 4
| 5120-TT-703 |  | 5120-TD-703 | TEMPERATURE TRANSM. - HEAD MOUNT |  |  | AIRH | DCS | Field | [7 empty] | IS | 4503-VZ-DM-T51202004 |  |  |  | 5120-TT-703/6190-DSB-002 | [28 empty] | 6190-DSB-002 |  |  |  |  | 18 | 1
| 5120-TT-704 |  | 5120-TD-704 | TEMPERATURE TRANSM. - HEAD MOUNT |  |  | AIRH | DCS | Field | [7 empty] | IS | 4503-VZ-DM-T51202004 |  |  |  | 5120-TT-704/6190-DSB-002 | [28 empty] | 6190-DSB-002 |  |  |  |  | 18 | 2
| 5120-TY-704 |  | 5120-TD-704 | E/P POSITIONER |  |  | AORH | DCS | Field | [7 empty] | IS | 4503-VZ-DM-T51202004 |  |  |  | 5120-TY-704/6190-DSB-002 | [28 empty] | 6190-DSB-002 |  |  |  |  | 18 | 3
| 5120-TT-705 |  | 5120-TD-705 | TEMPERATURE TRANSM. - HEAD MOUNT |  |  | AIRH | DCS | Field | [7 empty] | IS | 4503-VZ-DM-T51202004 |  |  |  | 5120-TT-705/6190-DSB-002 | [28 empty] | 6190-DSB-002 |  |  |  |  | 18 | 4
| SPARE | [49 empty] | 6190-DSB-002 |  |  |  |  | 19 | 1
| SPARE | [49 empty] | 6190-DSB-002 |  |  |  |  | 19 | 2
| SPARE | [49 empty] | 6190-DSB-002 |  |  |  |  | 19 | 3
| SPARE | [49 empty] | 6190-DSB-002 |  |  |  |  | 19 | 4
| SPARE | [49 empty] | 6190-DSB-002 |  |  |  |  | 20 | 1
| SPARE | [49 empty] | 6190-DSB-002 |  |  |  |  | 20 | 2
| SPARE | [49 empty] | 6190-DSB-002 |  |  |  |  | 20 | 3
| SPARE | [49 empty] | 6190-DSB-002 |  |  |  |  | 20 | 4
| SPARE | [49 empty] | 6190-DSB-002 |  |  |  |  | 21 | 1
| SPARE | [49 empty] | 6190-DSB-002 |  |  |  |  | 21 | 2
| SPARE | [49 empty] | 6190-DSB-002 |  |  |  |  | 21 | 3
| SPARE | [49 empty] | 6190-DSB-002 |  |  |  |  | 21 | 4
| SPARE | [49 empty] | 6190-DSB-002 |  |  |  |  | 22 | 1
| SPARE | [49 empty] | 6190-DSB-002 |  |  |  |  | 22 | 2
| SPARE | [49 empty] | 6190-DSB-002 |  |  |  |  | 22 | 3
| SPARE | [49 empty] | 6190-DSB-002 |  |  |  |  | 22 | 4
| SPARE | [49 empty] | 6190-DSB-002 |  |  |  |  | 23 | 1
| SPARE | [49 empty] | 6190-DSB-002 |  |  |  |  | 23 | 2
| SPARE | [49 empty] | 6190-DSB-002 |  |  |  |  | 23 | 3
| SPARE | [49 empty] | 6190-DSB-002 |  |  |  |  | 23 | 4
| SPARE | [49 empty] | 6190-DSB-002 |  |  |  |  | 24 | 1
| SPARE | [49 empty] | 6190-DSB-002 |  |  |  |  | 24 | 2
| SPARE | [49 empty] | 6190-DSB-002 |  |  |  |  | 24 | 3
| SPARE | [49 empty] | 6190-DSB-002 |  |  |  |  | 24 | 4
| 6114-LT-302P |  | 6114-LD-302P | LEVEL TRANSMITTER - dP |  |  | AIRH | DCS | Field | [7 empty] | IS | 4503-GG-VD-BD021T3161P1404AB088 | 61-P-1412A | 61-P-1412 A/B | 61-P-1412_G1 | 6114-LT-302P/6190-DSB-003 | [28 empty] | 6190-DSB-003 |  |  |  |  | 1 | 1
| 6114-PT-402P |  | 6114-PD-402P | PRESSURE TRANSMITTER |  |  | AIRH | DCS | Field | [7 empty] | IS | 4503-GG-VD-BD021T3161P1404AB088 | 61-P-1412-A | 61-P-1412 A/B | 61-P-1412_G1 | 6114-PT-402P/6190-DSB-003 | [28 empty] | 6190-DSB-003 |  |  |  |  | 1 | 2
| 6114-PT-404P |  | 6114-PD-404P | PRESSURE TRANSMITTER |  |  | AIRH | DCS | Field | [7 empty] | IS | 4503-GG-VD-BD021T3161P1404AB088 | 61-P-1412-B | 61-P-1412 A/B | 61-P-1412_G1 | 6114-PT-404P/6190-DSB-003 | [28 empty] | 6190-DSB-003 |  |  |  |  | 1 | 3
| 6110-FT-202 |  | 6110-FD-202 | FLOW TRANSMITTER - CORIOLIS |  |  | AIRH | DCS | Field |  |  |  |  | 230 VAC |  |  | IS | 4503-VZ-DM-T61102002 |  |  |  | 6110-FT-202/6190-DSB-003 | [28 empty] | 6190-DSB-003 |  |  |  |  | 1 | 4
| 6114-LT-312P |  | 6114-LD-312P | LEVEL TRANSMITTER - dP |  |  | AIRH | DCS | Field | [7 empty] | IS | 4503-GG-VD-BD021T3161P1404AB088 | 61-P-1412B | 61-P-1412 A/B | 61-P-1412_G2 | 6114-LT-312P/6190-DSB-003 | [28 empty] | 6190-DSB-003 |  |  |  |  | 2 | 1
| 6110-LT-303 |  | 6110-LD-303 | LEVEL TRANSM. - GWR EXT. CHAMBER |  |  | AIRH | DCS | Field | [7 empty] | IS | 4503-VZ-DM-T61102008 | 61-V-1020 |  |  | 6110-LT-303/6190-DSB-003 | [28 empty] | 6190-DSB-003 |  |  |  |  | 2 | 2
| 6110-LT-305 |  | 6110-LD-305 | LEVEL TRANSM. - GWR EXT. CHAMBER |  |  | AIRH | DCS | Field | [7 empty] | IS | 4503-VZ-DM-T61102002 | 61-V-1007 |  |  | 6110-LT-305/6190-DSB-003 | [28 empty] | 6190-DSB-003 |  |  |  |  | 2 | 3
| 6110-PT-405 |  | 6110-PD-405 | PRESSURE TRANSMITTER |  |  | AIRH | DCS | Field | [7 empty] | IS | 4503-VZ-DM-T61102002 |  |  |  | 6110-PT-405/6190-DSB-003 | [28 empty] | 6190-DSB-003 |  |  |  |  | 2 | 4
| 6121-TT-607A |  | 6121-TD-607A | TEMPERATURE TRANSM. - HEAD MOUNT |  |  | AIRH | DCS | Field | [7 empty] | IS | 4503-VZ-DM-T61212016 | 61-A-2110A |  | ETH_T1/6121-TD-607_G1 | 6121-TT-607A/6190-DSB-003 | [28 empty] | 6190-DSB-003 |  |  |  |  | 3 | 1
| 6121-TT-608A |  | 6121-TD-608A | TEMPERATURE TRANSM. - HEAD MOUNT |  |  | AIRH | DCS | Field | [7 empty] | IS | 4503-VZ-DM-T61212017 | 61-A-2110B |  | ETH_T1/6121-TD-608_G1 | 6121-TT-608A/6190-DSB-003 | [28 empty] | 6190-DSB-003 |  |  |  |  | 3 | 2
| 6121-TT-613A |  | 6121-TD-613A | TEMPERATURE TRANSM. - HEAD MOUNT |  |  | AIRH | DCS | Field | [7 empty] | IS | 4503-VZ-DM-T61212015 | 61-A-2112B |  | ETH_T1/6121-TD-613_G1 | 6121-TT-613A/6190-DSB-003 | [28 empty] | 6190-DSB-003 |  |  |  |  | 3 | 3
| 6121-TT-614 |  | 6121-TD-614 | TEMPERATURE TRANSM. - HEAD MOUNT |  |  | AIRH | DCS | Field | [7 empty] | IS | 4503-VZ-DM-T61212015 |  |  | ETH_T1 | 6121-TT-614/6190-DSB-003 | [28 empty] | 6190-DSB-003 |  |  |  |  | 3 | 4
| 6121-TT-607B |  | 6121-TD-607B | TEMPERATURE TRANSM. - HEAD MOUNT |  |  | AIRH | DCS | Field | [7 empty] | IS | 4503-VZ-DM-T61212016 | 61-A-2110A |  | ETH_T1/6121-TD-607_G2 | 6121-TT-607B/6190-DSB-003 | [28 empty] | 6190-DSB-003 |  |  |  |  | 4 | 1
| 6121-TT-608B |  | 6121-TD-608B | TEMPERATURE TRANSM. - HEAD MOUNT |  |  | AIRH | DCS | Field | [7 empty] | IS | 4503-VZ-DM-T61212017 | 61-A-2110B |  | ETH_T1/6121-TD-608_G2 | 6121-TT-608B/6190-DSB-003 | [28 empty] | 6190-DSB-003 |  |  |  |  | 4 | 2
| 6121-TT-613B |  | 6121-TD-613B | TEMPERATURE TRANSM. - HEAD MOUNT |  |  | AIRH | DCS | Field | [7 empty] | IS | 4503-VZ-DM-T61212015 | 61-A-2112B |  | ETH_T1/6121-TD-613_G2 | 6121-TT-613B/6190-DSB-003 | [28 empty] | 6190-DSB-003 |  |  |  |  | 4 | 3
| 6110-PT-406 |  | 6110-PD-406 | PRESSURE TRANSMITTER |  |  | AIRH | DCS | Field | [7 empty] | IS | 4503-VZ-DM-T61102008 |  |  |  | 6110-PT-406/6190-DSB-003 | [28 empty] | 6190-DSB-003 |  |  |  |  | 4 | 4
| 6121-TT-607C |  | 6121-TD-607C | TEMPERATURE TRANSM. - HEAD MOUNT |  |  | AIRH | DCS | Field | [7 empty] | IS | 4503-VZ-DM-T61212016 | 61-A-2110A |  | ETH_T1/6121-TD-607_G3 | 6121-TT-607C/6190-DSB-003 | [28 empty] | 6190-DSB-003 |  |  |  |  | 5 | 1
| 6121-TT-608C |  | 6121-TD-608C | TEMPERATURE TRANSM. - HEAD MOUNT |  |  | AIRH | DCS | Field | [7 empty] | IS | 4503-VZ-DM-T61212017 | 61-A-2110B |  | ETH_T1/6121-TD-608_G3 | 6121-TT-608C/6190-DSB-003 | [28 empty] | 6190-DSB-003 |  |  |  |  | 5 | 2
| 6121-TT-613C |  | 6121-TD-613C | TEMPERATURE TRANSM. - HEAD MOUNT |  |  | AIRH | DCS | Field | [7 empty] | IS | 4503-VZ-DM-T61212015 | 61-A-2112B |  | ETH_T1/6121-TD-613_G3 | 6121-TT-613C/6190-DSB-003 | [28 empty] | 6190-DSB-003 |  |  |  |  | 5 | 3
| 6110-PDT-408 |  | 6110-PD-408 | PRESSURE DIFFERENTIAL TRANSMITTER |  |  | AIRH | DCS | Field | [7 empty] | IS | 4503-VZ-DM-T61102008 | 61-V-1020 |  |  | 6110-PDT-408/6190-DSB-003 | [28 empty] | 6190-DSB-003 |  |  |  |  | 5 | 4
| 6121-TT-607D |  | 6121-TD-607D | TEMPERATURE TRANSM. - HEAD MOUNT |  |  | AIRH | DCS | Field | [7 empty] | IS | 4503-VZ-DM-T61212016 | 61-A-2110A |  | ETH_T1/6121-TD-607_G4 | 6121-TT-607D/6190-DSB-003 | [28 empty] | 6190-DSB-003 |  |  |  |  | 6 | 1
| 6121-TT-608D |  | 6121-TD-608D | TEMPERATURE TRANSM. - HEAD MOUNT |  |  | AIRH | DCS | Field | [7 empty] | IS | 4503-VZ-DM-T61212017 | 61-A-2110B |  | ETH_T1/6121-TD-608_G4 | 6121-TT-608D/6190-DSB-003 | [28 empty] | 6190-DSB-003 |  |  |  |  | 6 | 2
| 6121-TT-613D |  | 6121-TD-613D | TEMPERATURE TRANSM. - HEAD MOUNT |  |  | AIRH | DCS | Field | [7 empty] | IS | 4503-VZ-DM-T61212015 | 61-A-2112B |  | ETH_T1/6121-TD-613_G4 | 6121-TT-613D/6190-DSB-003 | [28 empty] | 6190-DSB-003 |  |  |  |  | 6 | 3
| 6110-TT-611 |  | 6110-TD-611 | TEMPERATURE TRANSM. - HEAD MOUNT |  |  | AIRH | DCS | Field | [7 empty] | IS | 4503-VZ-DM-T61102002 | 61-C-1008 |  |  | 6110-TT-611/6190-DSB-003 | [28 empty] | 6190-DSB-003 |  |  |  |  | 6 | 4
| 6121-TT-607E |  | 6121-TD-607E | TEMPERATURE TRANSM. - HEAD MOUNT |  |  | AIRH | DCS | Field | [7 empty] | IS | 4503-VZ-DM-T61212016 | 61-A-2110A |  | ETH_T1/6121-TD-607_G5 | 6121-TT-607E/6190-DSB-003 | [28 empty] | 6190-DSB-003 |  |  |  |  | 7 | 1
| 6121-TT-608E |  | 6121-TD-608E | TEMPERATURE TRANSM. - HEAD MOUNT |  |  | AIRH | DCS | Field | [7 empty] | IS | 4503-VZ-DM-T61212017 | 61-A-2110B |  | ETH_T1/6121-TD-608_G5 | 6121-TT-608E/6190-DSB-003 | [28 empty] | 6190-DSB-003 |  |  |  |  | 7 | 2
| 6121-TT-613E |  | 6121-TD-613E | TEMPERATURE TRANSM. - HEAD MOUNT |  |  | AIRH | DCS | Field | [7 empty] | IS | 4503-VZ-DM-T61212015 | 61-A-2112B |  | ETH_T1/6121-TD-613_G5 | 6121-TT-613E/6190-DSB-003 | [28 empty] | 6190-DSB-003 |  |  |  |  | 7 | 3
| 6110-TT-612 |  | 6110-TD-612 | TEMPERATURE TRANSM. - HEAD MOUNT |  |  | AIRH | DCS | Field | [7 empty] | IS | 4503-VZ-DM-T61102008 | 61-V-1020 |  |  | 6110-TT-612/6190-DSB-003 | [28 empty] | 6190-DSB-003 |  |  |  |  | 7 | 4
| 6121-TT-613F |  | 6121-TD-613F | TEMPERATURE TRANSM. - HEAD MOUNT |  |  | AIRH | DCS | Field | [7 empty] | IS | 4503-VZ-DM-T61212015 | 61-A-2112B |  | ETH_T1/6121-TD-613_G6 | 6121-TT-613F/6190-DSB-003 | [28 empty] | 6190-DSB-003 |  |  |  |  | 8 | 1
| 6110-TT-625 |  | 6110-TD-625 | TEMPERATURE TRANSM. - HEAD MOUNT |  |  | AIRH | DCS | Field | [7 empty] | IS | 4503-VZ-DM-T61102001 |  |  |  | 6110-TT-625/6190-DSB-003 | [28 empty] | 6190-DSB-003 |  |  |  |  | 8 | 2
| 6110-TT-626 |  | 6110-TD-626 | TEMPERATURE TRANSM. - HEAD MOUNT |  |  | AIRH | DCS | Field | [7 empty] | IS | 4503-VZ-DM-T61102007 |  |  |  | 6110-TT-626/6190-DSB-003 | [28 empty] | 6190-DSB-003 |  |  |  |  | 8 | 3
| 6114-LT-303 |  | 6114-LD-303 | LEVEL TRANSM. - GWR EXT. CHAMBER |  |  | AIRH | DCS | Field | [7 empty] | IS | 4503-VZ-DM-T61142002 | 61-V-1406 |  |  | 6114-LT-303/6190-DSB-003 | [28 empty] | 6190-DSB-003 |  |  |  |  | 8 | 4
| 6121-TT-615A |  | 6121-TD-615A | TEMPERATURE TRANSM. - HEAD MOUNT |  |  | AIRH | DCS | Field | [7 empty] | IS | 4503-VZ-DM-T61212210 | 61-A-2108C |  | ETH_T2/6121-TD-615_G1 | 6121-TT-615A/6190-DSB-003 | [28 empty] | 6190-DSB-003 |  |  |  |  | 9 | 1
| 6121-TT-617A |  | 6121-TD-617A | TEMPERATURE TRANSM. - HEAD MOUNT |  |  | AIRH | DCS | Field | [7 empty] | IS | 4503-VZ-DM-T61212212 | 61-A-2103C |  | ETH_T2/6121-TD-617_G1 | 6121-TT-617A/6190-DSB-003 | [28 empty] | 6190-DSB-003 |  |  |  |  | 9 | 2
| 6121-TT-618A |  | 6121-TD-618A | TEMPERATURE TRANSM. - HEAD MOUNT |  |  | AIRH | DCS | Field | [7 empty] | IS | 4503-VZ-DM-T61212213 | 61-A-2103D |  | ETH_T2/6121-TD-618_G1 | 6121-TT-618A/6190-DSB-003 | [28 empty] | 6190-DSB-003 |  |  |  |  | 9 | 3
| 6121-TT-622A |  | 6121-TD-622A | TEMPERATURE TRANSM. - HEAD MOUNT |  |  | AIRH | DCS | Field | [7 empty] | IS | 4503-VZ-DM-T61212204 | 61-A-2128 |  | ETH_T2/6121-TD-622_G1 | 6121-TT-622A/6190-DSB-003 | [28 empty] | 6190-DSB-003 |  |  |  |  | 9 | 4
| 6121-TT-615B |  | 6121-TD-615B | TEMPERATURE TRANSM. - HEAD MOUNT |  |  | AIRH | DCS | Field | [7 empty] | IS | 4503-VZ-DM-T61212210 | 61-A-2108C |  | ETH_T2/6121-TD-615_G2 | 6121-TT-615B/6190-DSB-003 | [28 empty] | 6190-DSB-003 |  |  |  |  | 10 | 1
| 6121-TT-617B |  | 6121-TD-617B | TEMPERATURE TRANSM. - HEAD MOUNT |  |  | AIRH | DCS | Field | [7 empty] | IS | 4503-VZ-DM-T61212212 | 61-A-2103C |  | ETH_T2/6121-TD-617_G2 | 6121-TT-617B/6190-DSB-003 | [28 empty] | 6190-DSB-003 |  |  |  |  | 10 | 2
| 6121-TT-618B |  | 6121-TD-618B | TEMPERATURE TRANSM. - HEAD MOUNT |  |  | AIRH | DCS | Field | [7 empty] | IS | 4503-VZ-DM-T61212213 | 61-A-2103D |  | ETH_T2/6121-TD-618_G2 | 6121-TT-618B/6190-DSB-003 | [28 empty] | 6190-DSB-003 |  |  |  |  | 10 | 3
| 6121-TT-622B |  | 6121-TD-622B | TEMPERATURE TRANSM. - HEAD MOUNT |  |  | AIRH | DCS | Field | [7 empty] | IS | 4503-VZ-DM-T61212204 | 61-A-2128 |  | ETH_T2/6121-TD-622_G2 | 6121-TT-622B/6190-DSB-003 | [28 empty] | 6190-DSB-003 |  |  |  |  | 10 | 4
| 6121-TT-615C |  | 6121-TD-615C | TEMPERATURE TRANSM. - HEAD MOUNT |  |  | AIRH | DCS | Field | [7 empty] | IS | 4503-VZ-DM-T61212210 | 61-A-2108C |  | ETH_T2/6121-TD-615_G3 | 6121-TT-615C/6190-DSB-003 | [28 empty] | 6190-DSB-003 |  |  |  |  | 11 | 1
| 6121-TT-617C |  | 6121-TD-617C | TEMPERATURE TRANSM. - HEAD MOUNT |  |  | AIRH | DCS | Field | [7 empty] | IS | 4503-VZ-DM-T61212212 | 61-A-2103C |  | ETH_T2/6121-TD-617_G3 | 6121-TT-617C/6190-DSB-003 | [28 empty] | 6190-DSB-003 |  |  |  |  | 11 | 2
| 6121-TT-618C |  | 6121-TD-618C | TEMPERATURE TRANSM. - HEAD MOUNT |  |  | AIRH | DCS | Field | [7 empty] | IS | 4503-VZ-DM-T61212213 | 61-A-2103D |  | ETH_T2/6121-TD-618_G3 | 6121-TT-618C/6190-DSB-003 | [28 empty] | 6190-DSB-003 |  |  |  |  | 11 | 3
| 6121-TT-622C |  | 6121-TD-622C | TEMPERATURE TRANSM. - HEAD MOUNT |  |  | AIRH | DCS | Field | [7 empty] | IS | 4503-VZ-DM-T61212204 | 61-A-2128 |  | ETH_T2/6121-TD-622_G3 | 6121-TT-622C/6190-DSB-003 | [28 empty] | 6190-DSB-003 |  |  |  |  | 11 | 4
| 6121-TT-615D |  | 6121-TD-615D | TEMPERATURE TRANSM. - HEAD MOUNT |  |  | AIRH | DCS | Field | [7 empty] | IS | 4503-VZ-DM-T61212210 | 61-A-2108C |  | ETH_T2/6121-TD-615_G4 | 6121-TT-615D/6190-DSB-003 | [28 empty] | 6190-DSB-003 |  |  |  |  | 12 | 1
| 6121-TT-617D |  | 6121-TD-617D | TEMPERATURE TRANSM. - HEAD MOUNT |  |  | AIRH | DCS | Field | [7 empty] | IS | 4503-VZ-DM-T61212212 | 61-A-2103C |  | ETH_T2/6121-TD-617_G4 | 6121-TT-617D/6190-DSB-003 | [28 empty] | 6190-DSB-003 |  |  |  |  | 12 | 2
| 6121-TT-618D |  | 6121-TD-618D | TEMPERATURE TRANSM. - HEAD MOUNT |  |  | AIRH | DCS | Field | [7 empty] | IS | 4503-VZ-DM-T61212213 | 61-A-2103D |  | ETH_T2/6121-TD-618_G4 | 6121-TT-618D/6190-DSB-003 | [28 empty] | 6190-DSB-003 |  |  |  |  | 12 | 3
| 6121-TT-633D |  | 6121-TD-633D | TEMPERATURE TRANSM. - HEAD MOUNT |  |  | AIRH | DCS | Field | [7 empty] | IS | 4503-VZ-DM-T61212215 | 61-A-2112D |  | ETH_T2/6121-TD-633_G4 | 6121-TT-633D/6190-DSB-003 | [28 empty] | 6190-DSB-003 |  |  |  |  | 12 | 4
| 6121-TT-633A |  | 6121-TD-633A | TEMPERATURE TRANSM. - HEAD MOUNT |  |  | AIRH | DCS | Field | [7 empty] | IS | 4503-VZ-DM-T61212215 | 61-A-2112D |  | ETH_T2/6121-TD-633_G1 | 6121-TT-633A/6190-DSB-003 | [28 empty] | 6190-DSB-003 |  |  |  |  | 13 | 1
| 6121-TT-635A |  | 6121-TD-635A | TEMPERATURE TRANSM. - HEAD MOUNT |  |  | AIRH | DCS | Field | [7 empty] | IS | 4503-VZ-DM-T61212216 | 61-A-2110C |  | ETH_T2/6121-TD-635_G1 | 6121-TT-635A/6190-DSB-003 | [28 empty] | 6190-DSB-003 |  |  |  |  | 13 | 2
| 6121-TT-637A |  | 6121-TD-637A | TEMPERATURE TRANSM. - HEAD MOUNT |  |  | AIRH | DCS | Field | [7 empty] | IS | 4503-VZ-DM-T61212217 | 61-A-2110D |  | ETH_T2/6121-TD-637_G1 | 6121-TT-637A/6190-DSB-003 | [28 empty] | 6190-DSB-003 |  |  |  |  | 13 | 3
| 6121-PT-420 |  | 6121-PD-420 | PRESSURE TRANSMITTER |  |  | AIRH | DCS | Field | [7 empty] | IS | 4503-VZ-DM-T61212204 |  |  | ETH_T2 | 6121-PT-420/6190-DSB-003 | [28 empty] | 6190-DSB-003 |  |  |  |  | 13 | 4
| 6121-TT-633B |  | 6121-TD-633B | TEMPERATURE TRANSM. - HEAD MOUNT |  |  | AIRH | DCS | Field | [7 empty] | IS | 4503-VZ-DM-T61212215 | 61-A-2112D |  | ETH_T2/6121-TD-633_G2 | 6121-TT-633B/6190-DSB-003 | [28 empty] | 6190-DSB-003 |  |  |  |  | 14 | 1
| 6121-TT-635B |  | 6121-TD-635B | TEMPERATURE TRANSM. - HEAD MOUNT |  |  | AIRH | DCS | Field | [7 empty] | IS | 4503-VZ-DM-T61212216 | 61-A-2110C |  | ETH_T2/6121-TD-635_G2 | 6121-TT-635B/6190-DSB-003 | [28 empty] | 6190-DSB-003 |  |  |  |  | 14 | 2
| 6121-TT-637B |  | 6121-TD-637B | TEMPERATURE TRANSM. - HEAD MOUNT |  |  | AIRH | DCS | Field | [7 empty] | IS | 4503-VZ-DM-T61212217 | 61-A-2110D |  | ETH_T2/6121-TD-637_G2 | 6121-TT-637B/6190-DSB-003 | [28 empty] | 6190-DSB-003 |  |  |  |  | 14 | 3
| 6121-PT-450 |  | 6121-PD-450 | PRESSURE TRANSMITTER |  |  | AIRH | DCS | Field | [7 empty] | IS | 4503-VZ-DM-T61212213 |  |  | ETH_T2 | 6121-PT-450/6190-DSB-003 | [28 empty] | 6190-DSB-003 |  |  |  |  | 14 | 4
| 6121-TT-633C |  | 6121-TD-633C | TEMPERATURE TRANSM. - HEAD MOUNT |  |  | AIRH | DCS | Field | [7 empty] | IS | 4503-VZ-DM-T61212215 | 61-A-2112D |  | ETH_T2/6121-TD-633_G3 | 6121-TT-633C/6190-DSB-003 | [28 empty] | 6190-DSB-003 |  |  |  |  | 15 | 1
| 6121-TT-635C |  | 6121-TD-635C | TEMPERATURE TRANSM. - HEAD MOUNT |  |  | AIRH | DCS | Field | [7 empty] | IS | 4503-VZ-DM-T61212216 | 61-A-2110C |  | ETH_T2/6121-TD-635_G3 | 6121-TT-635C/6190-DSB-003 | [28 empty] | 6190-DSB-003 |  |  |  |  | 15 | 2
| 6121-TT-637C |  | 6121-TD-637C | TEMPERATURE TRANSM. - HEAD MOUNT |  |  | AIRH | DCS | Field | [7 empty] | IS | 4503-VZ-DM-T61212217 | 61-A-2110D |  | ETH_T2/6121-TD-637_G3 | 6121-TT-637C/6190-DSB-003 | [28 empty] | 6190-DSB-003 |  |  |  |  | 15 | 3
| 6121-PT-459 |  | 6121-PD-459 | PRESSURE TRANSMITTER |  |  | AIRH | DCS | Field | [7 empty] | IS | 4503-VZ-DM-T61212215 |  |  | ETH_T2 | 6121-PT-459/6190-DSB-003 | [28 empty] | 6190-DSB-003 |  |  |  |  | 15 | 4
| 6121-TT-633E |  | 6121-TD-633E | TEMPERATURE TRANSM. - HEAD MOUNT |  |  | AIRH | DCS | Field | [7 empty] | IS | 4503-VZ-DM-T61212215 | 61-A-2112D |  | ETH_T2/6121-TD-633_G5 | 6121-TT-633E/6190-DSB-003 | [28 empty] | 6190-DSB-003 |  |  |  |  | 16 | 1
| 6121-TT-635E |  | 6121-TD-635E | TEMPERATURE TRANSM. - HEAD MOUNT |  |  | AIRH | DCS | Field | [7 empty] | IS | 4503-VZ-DM-T61212216 | 61-A-2110C |  | ETH_T2/6121-TD-635_G5 | 6121-TT-635E/6190-DSB-003 | [28 empty] | 6190-DSB-003 |  |  |  |  | 16 | 2
| 6121-TT-637E |  | 6121-TD-637E | TEMPERATURE TRANSM. - HEAD MOUNT |  |  | AIRH | DCS | Field | [7 empty] | IS | 4503-VZ-DM-T61212217 | 61-A-2110D |  | ETH_T2/6121-TD-637_G5 | 6121-TT-637E/6190-DSB-003 | [28 empty] | 6190-DSB-003 |  |  |  |  | 16 | 3
| 6121-PT-465 |  | 6121-PD-465 | PRESSURE TRANSMITTER |  |  | AIRH | DCS | Field | [7 empty] | IS | 4503-VZ-DM-T61212216 |  |  | ETH_T2 | 6121-PT-465/6190-DSB-003 | [28 empty] | 6190-DSB-003 |  |  |  |  | 16 | 4
| 6121-TT-633F |  | 6121-TD-633F | TEMPERATURE TRANSM. - HEAD MOUNT |  |  | AIRH | DCS | Field | [7 empty] | IS | 4503-VZ-DM-T61212215 | 61-A-2112D |  | ETH_T2/6121-TD-633_G6 | 6121-TT-633F/6190-DSB-003 | [28 empty] | 6190-DSB-003 |  |  |  |  | 17 | 1
| 6121-PT-469 |  | 6121-PD-469 | PRESSURE TRANSMITTER |  |  | AIRH | DCS | Field | [7 empty] | IS | 4503-VZ-DM-T61212217 |  |  | ETH_T2 | 6121-PT-469/6190-DSB-003 | [28 empty] | 6190-DSB-003 |  |  |  |  | 17 | 2
| 6121-TT-634 |  | 6121-TD-634 | TEMPERATURE TRANSM. - HEAD MOUNT |  |  | AIRH | DCS | Field | [7 empty] | IS | 4503-VZ-DM-T61212215 |  |  | ETH_T2 | 6121-TT-634/6190-DSB-003 | [28 empty] | 6190-DSB-003 |  |  |  |  | 17 | 3
| 6114-XZSC-801 |  | 6114-XD-801 | LIMIT SWITCH - CLOSE |  |  | DIR | DCS | Field | [7 empty] | IS | 4503-VZ-DM-T61142002 |  |  |  | 6114-XZSC-801/6190-DSB-003 | [28 empty] | 6190-DSB-003 |  |  |  |  | 17 | 4
| 6121-TT-635D |  | 6121-TD-635D | TEMPERATURE TRANSM. - HEAD MOUNT |  |  | AIRH | DCS | Field | [7 empty] | IS | 4503-VZ-DM-T61212216 | 61-A-2110C |  | ETH_T2/6121-TD-635_G4 | 6121-TT-635D/6190-DSB-003 | [28 empty] | 6190-DSB-003 |  |  |  |  | 18 | 1
| 6121-TT-637D |  | 6121-TD-637D | TEMPERATURE TRANSM. - HEAD MOUNT |  |  | AIRH | DCS | Field | [7 empty] | IS | 4503-VZ-DM-T61212217 | 61-A-2110D |  | ETH_T2/6121-TD-637_G4 | 6121-TT-637D/6190-DSB-003 | [28 empty] | 6190-DSB-003 |  |  |  |  | 18 | 2
| 6114-XZSO-801 |  | 6114-XD-801 | LIMIT SWITCH - OPEN |  |  | DIR | DCS | Field | [7 empty] | IS | 4503-VZ-DM-T61142002 |  |  |  | 6114-XZSO-801/6190-DSB-003 | [28 empty] | 6190-DSB-003 |  |  |  |  | 18 | 3
| 6114-XZSC-802 |  | 6114-XD-802 | LIMIT SWITCH - CLOSE |  |  | DIR | DCS | Field | [7 empty] | IS | 4503-VZ-DM-T61142002 |  |  |  | 6114-XZSC-802/6190-DSB-003 | [28 empty] | 6190-DSB-003 |  |  |  |  | 18 | 4
| 6114-XZSO-802 |  | 6114-XD-802 | LIMIT SWITCH - OPEN |  |  | DIR | DCS | Field | [7 empty] | IS | 4503-VZ-DM-T61142002 |  |  |  | 6114-XZSO-802/6190-DSB-003 | [28 empty] | 6190-DSB-003 |  |  |  |  | 19 | 1
| 6121-FT-213 |  | 6121-FD-213 | FLOW TRANSMITTER - CORIOLIS |  |  | AIRH | DCS | Field |  |  |  |  | 230 VAC |  |  | IS | 4503-VZ-DM-T61212020 |  |  |  | 6121-FT-213/6190-DSB-003 | [28 empty] | 6190-DSB-003 |  |  |  |  | 19 | 2
| 6121-PT-415 |  | 6121-PD-415 | PRESSURE TRANSMITTER |  |  | AIRH | DCS | Field | [7 empty] | IS | 4503-VZ-DM-T61212018 |  |  |  | 6121-PT-415/6190-DSB-003 | [28 empty] | 6190-DSB-003 |  |  |  |  | 19 | 3
| 6121-PT-417 |  | 6121-PD-417 | PRESSURE TRANSMITTER |  |  | AIRH | DCS | Field | [7 empty] | IS | 4503-VZ-DM-T61212018 |  |  |  | 6121-PT-417/6190-DSB-003 | [28 empty] | 6190-DSB-003 |  |  |  |  | 19 | 4
| 6121-PT-418 |  | 6121-PD-418 | PRESSURE TRANSMITTER |  |  | AIRH | DCS | Field | [7 empty] | IS | 4503-VZ-DM-T61212018 |  |  |  | 6121-PT-418/6190-DSB-003 | [28 empty] | 6190-DSB-003 |  |  |  |  | 20 | 1
| 6121-PT-470 |  | 6121-PD-470 | PRESSURE TRANSMITTER |  |  | AIRH | DCS | Field | [7 empty] | IS | 4503-VZ-DM-T61212018 |  |  |  | 6121-PT-470/6190-DSB-003 | [28 empty] | 6190-DSB-003 |  |  |  |  | 20 | 2
| 6121-TT-628 |  | 6121-TD-628 | TEMPERATURE TRANSM. - HEAD MOUNT |  |  | AIRH | DCS | Field | [7 empty] | IS | 4503-VZ-DM-T61212020 |  |  |  | 6121-TT-628/6190-DSB-003 | [28 empty] | 6190-DSB-003 |  |  |  |  | 20 | 3
| 6121-XHY-817 |  | 6121-XD-817 | PST DEVICE |  |  | AORH | DCS | Field | [7 empty] | IS | 4503-VZ-DM-T61212018 |  |  |  | 6121-XHY-817/6190-DSB-003 | [28 empty] | 6190-DSB-003 |  |  |  |  | 20 | 4
| 6121-PT-515 |  | 6121-XD-817 | PRESSURE TRANSMITTER |  |  | AIRH | DCS | Field | [7 empty] | IS | 4503-VZ-DM-T61212018 | 6121-XV-817 |  |  | 6121-PT-515/6190-DSB-003 | [28 empty] | 6190-DSB-003 |  |  |  |  | 21 | 1
| 6121-XHY-818 |  | 6121-XD-818 | PST DEVICE |  |  | AORH | DCS | Field | [7 empty] | IS | 4503-VZ-DM-T61212018 |  |  |  | 6121-XHY-818/6190-DSB-003 | [28 empty] | 6190-DSB-003 |  |  |  |  | 21 | 2
| 6121-PT-517 |  | 6121-XD-818 | PRESSURE TRANSMITTER |  |  | AIRH | DCS | Field | [7 empty] | IS | 4503-VZ-DM-T61212018 | 6121-XV-818 |  |  | 6121-PT-517/6190-DSB-003 | [28 empty] | 6190-DSB-003 |  |  |  |  | 21 | 3
| SPARE | [49 empty] | 6190-DSB-003 |  |  |  |  | 21 | 4
| SPARE | [49 empty] | 6190-DSB-003 |  |  |  |  | 22 | 1
| SPARE | [49 empty] | 6190-DSB-003 |  |  |  |  | 22 | 2
| SPARE | [49 empty] | 6190-DSB-003 |  |  |  |  | 22 | 3
| SPARE | [49 empty] | 6190-DSB-003 |  |  |  |  | 22 | 4
| SPARE | [49 empty] | 6190-DSB-003 |  |  |  |  | 23 | 1
| SPARE | [49 empty] | 6190-DSB-003 |  |  |  |  | 23 | 2
| SPARE | [49 empty] | 6190-DSB-003 |  |  |  |  | 23 | 3
| SPARE | [49 empty] | 6190-DSB-003 |  |  |  |  | 23 | 4
| SPARE | [49 empty] | 6190-DSB-003 |  |  |  |  | 24 | 1
| SPARE | [49 empty] | 6190-DSB-003 |  |  |  |  | 24 | 2
| SPARE | [49 empty] | 6190-DSB-003 |  |  |  |  | 24 | 3
| SPARE | [49 empty] | 6190-DSB-003 |  |  |  |  | 24 | 4
| 6110-LT-301P |  | 6110-LD-301P | LEVEL TRANSMITTER |  |  | AIRH | DCS | Field | [7 empty] | IS | 4503-GG-VD-BD021T3161P1002AB086 | 61-P-1002A | 61-P-1002 A/B | 61-P-1002_G1 | 6110-LT-301P/6190-DSB-004 | [28 empty] | 6190-DSB-004 |  |  |  |  | 1 | 1
| 6110-LT-311P |  | 6110-LD-311P | LEVEL TRANSMITTER |  |  | AIRH | DCS | Field | [7 empty] | IS | 4503-GG-VD-BD021T3161P1014AB087 | 61-P-1014A | 61-P-1014 A/B | 61-P-1014_G1 | 6110-LT-311P/6190-DSB-004 | [28 empty] | 6190-DSB-004 |  |  |  |  | 1 | 2
| 6110-PT-401P |  | 6110-PD-401P | PRESSURE TRANSMITTER |  |  | AIRH | DCS | Field | [7 empty] | IS | 4503-GG-VD-BD021T3161P1002AB086 | 61-P-1002A | 61-P-1002 A/B | 61-P-1002_G1 | 6110-PT-401P/6190-DSB-004 | [28 empty] | 6190-DSB-004 |  |  |  |  | 1 | 3
| 6110-PT-402P |  | 6110-PD-402P | PRESSURE TRANSMITTER |  |  | AIRH | DCS | Field | [7 empty] | IS | 4503-GG-VD-BD021T3161P1002AB086 | 61-P-1002B | 61-P-1002 A/B | 61-P-1002_G1 | 6110-PT-402P/6190-DSB-004 | [28 empty] | 6190-DSB-004 |  |  |  |  | 1 | 4
| 6110-LT-302P |  | 6110-LD-302P | LEVEL TRANSMITTER |  |  | AIRH | DCS | Field | [7 empty] | IS | 4503-GG-VD-BD021T3161P1002AB086 | 61-P-1002B | 61-P-1002 A/B | 61-P-1002_G2 | 6110-LT-302P/6190-DSB-004 | [28 empty] | 6190-DSB-004 |  |  |  |  | 2 | 1
| 6110-LT-312P |  | 6110-LD-312P | LEVEL TRANSMITTER |  |  | AIRH | DCS | Field | [7 empty] | IS | 4503-GG-VD-BD021T3161P1014AB087 | 61-P-1014B | 61-P-1014 A/B | 61-P-1014_G2 | 6110-LT-312P/6190-DSB-004 | [28 empty] | 6190-DSB-004 |  |  |  |  | 2 | 2
| 6110-PT-404P |  | 6110-PD-404P | PRESSURE TRANSMITTER |  |  | AIRH | DCS | Field | [7 empty] | IS | 4503-GG-VD-BD021T3161P1014AB087 | 61-P-1014B | 61-P-1014 A/B | 61-P-1014_G2 | 6110-PT-404P/6190-DSB-004 | [28 empty] | 6190-DSB-004 |  |  |  |  | 2 | 3
| 6110-FY-201 |  | 6110-FD-201 | E/P POSITIONER |  |  | AORH | DCS | Field | [7 empty] | IS | 4503-VZ-DM-T61102002 |  |  |  | 6110-FY-201/6190-DSB-004 | [28 empty] | 6190-DSB-004 |  |  |  |  | 2 | 4
| 6110-PT-403P |  | 6110-PD-403P | PRESSURE TRANSMITTER |  |  | AIRH | DCS | Field | [7 empty] | IS | 4503-GG-VD-BD021T3161P1014AB087 | 61-P-1014A | 61-P-1014 A/B | 61-P-1014_G1 | 6110-PT-403P/6190-DSB-004 | [28 empty] | 6190-DSB-004 |  |  |  |  | 3 | 1
| 6110-FY-202 |  | 6110-FD-202 | E/P POSITIONER |  |  | AORH | DCS | Field | [7 empty] | IS | 4503-VZ-DM-T61102002 |  |  |  | 6110-FY-202/6190-DSB-004 | [28 empty] | 6190-DSB-004 |  |  |  |  | 3 | 2
| 6110-FY-203 |  | 6110-FD-203 | E/P POSITIONER |  |  | AORH | DCS | Field | [7 empty] | IS | 4503-VZ-DM-T61102002 |  |  |  | 6110-FY-203/6190-DSB-004 | [28 empty] | 6190-DSB-004 |  |  |  |  | 3 | 3
| 6110-FT-205 |  | 6110-FD-205 | FLOW TRANSMITTER - VORTEX |  |  | AIRH | DCS | Field | [7 empty] | IS | 4503-VZ-DM-T61102008 |  |  |  | 6110-FT-205/6190-DSB-004 | [28 empty] | 6190-DSB-004 |  |  |  |  | 3 | 4
| 6121-TT-602A |  | 6121-TD-602A | TEMPERATURE TRANSM. - HEAD MOUNT |  |  | AIRH | DCS | Field | [7 empty] | IS | 4503-VZ-DM-T61212010 | 61-A-2108A |  | ETH_T1/6121-TD-602_G1 | 6121-TT-602A/6190-DSB-004 | [28 empty] | 6190-DSB-004 |  |  |  |  | 4 | 1
| 6121-TT-603A |  | 6121-TD-603A | TEMPERATURE TRANSM. - HEAD MOUNT |  |  | AIRH | DCS | Field | [7 empty] | IS | 4503-VZ-DM-T61212007 | 61-A-2102 |  | ETH_T1/6121-TD-603_G1 | 6121-TT-603A/6190-DSB-004 | [28 empty] | 6190-DSB-004 |  |  |  |  | 4 | 2
| 6121-TT-609A |  | 6121-TD-609A | TEMPERATURE TRANSM. - HEAD MOUNT |  |  | AIRH | DCS | Field | [7 empty] | IS | 4503-VZ-DM-T61212014 | 61-A-2112A |  | ETH_T1/6121-TD-606_G1 | 6121-TT-609A/6190-DSB-004 | [28 empty] | 6190-DSB-004 |  |  |  |  | 4 | 3
| 6121-TT-620A |  | 6121-TD-620A | TEMPERATURE TRANSM. - HEAD MOUNT |  |  | AIRH | DCS | Field | [7 empty] | IS | 4503-VZ-DM-T61212004 | 61-A-2118 |  | ETH_T1/6121-TD-620_G1 | 6121-TT-620A/6190-DSB-004 | [28 empty] | 6190-DSB-004 |  |  |  |  | 4 | 4
| 6121-TT-602B |  | 6121-TD-602B | TEMPERATURE TRANSM. - HEAD MOUNT |  |  | AIRH | DCS | Field | [7 empty] | IS | 4503-VZ-DM-T61212010 | 61-A-2108A |  | ETH_T1/6121-TD-602_G2 | 6121-TT-602B/6190-DSB-004 | [28 empty] | 6190-DSB-004 |  |  |  |  | 5 | 1
| 6121-TT-603B |  | 6121-TD-603B | TEMPERATURE TRANSM. - HEAD MOUNT |  |  | AIRH | DCS | Field | [7 empty] | IS | 4503-VZ-DM-T61212007 | 61-A-2102 |  | ETH_T1/6121-TD-603_G2 | 6121-TT-603B/6190-DSB-004 | [28 empty] | 6190-DSB-004 |  |  |  |  | 5 | 2
| 6121-TT-609B |  | 6121-TD-609B | TEMPERATURE TRANSM. - HEAD MOUNT |  |  | AIRH | DCS | Field | [7 empty] | IS | 4503-VZ-DM-T61212014 | 61-A-2112A |  | ETH_T1/6121-TD-606_G2 | 6121-TT-609B/6190-DSB-004 | [28 empty] | 6190-DSB-004 |  |  |  |  | 5 | 3
| 6121-TT-620B |  | 6121-TD-620B | TEMPERATURE TRANSM. - HEAD MOUNT |  |  | AIRH | DCS | Field | [7 empty] | IS | 4503-VZ-DM-T61212004 | 61-A-2118 |  | ETH_T1/6121-TD-620_G2 | 6121-TT-620B/6190-DSB-004 | [28 empty] | 6190-DSB-004 |  |  |  |  | 5 | 4
| 6121-TT-602C |  | 6121-TD-602C | TEMPERATURE TRANSM. - HEAD MOUNT |  |  | AIRH | DCS | Field | [7 empty] | IS | 4503-VZ-DM-T61212010 | 61-A-2108A |  | ETH_T1/6121-TD-602_G3 | 6121-TT-602C/6190-DSB-004 | [28 empty] | 6190-DSB-004 |  |  |  |  | 6 | 1
| 6121-TT-603C |  | 6121-TD-603C | TEMPERATURE TRANSM. - HEAD MOUNT |  |  | AIRH | DCS | Field | [7 empty] | IS | 4503-VZ-DM-T61212007 | 61-A-2102 |  | ETH_T1/6121-TD-603_G3 | 6121-TT-603C/6190-DSB-004 | [28 empty] | 6190-DSB-004 |  |  |  |  | 6 | 2
| 6121-TT-609C |  | 6121-TD-609C | TEMPERATURE TRANSM. - HEAD MOUNT |  |  | AIRH | DCS | Field | [7 empty] | IS | 4503-VZ-DM-T61212014 | 61-A-2112A |  | ETH_T1/6121-TD-606_G3 | 6121-TT-609C/6190-DSB-004 | [28 empty] | 6190-DSB-004 |  |  |  |  | 6 | 3
| 6121-TT-620C |  | 6121-TD-620C | TEMPERATURE TRANSM. - HEAD MOUNT |  |  | AIRH | DCS | Field | [7 empty] | IS | 4503-VZ-DM-T61212004 | 61-A-2118 |  | ETH_T1/6121-TD-620_G3 | 6121-TT-620C/6190-DSB-004 | [28 empty] | 6190-DSB-004 |  |  |  |  | 6 | 4
| 6121-TT-602D |  | 6121-TD-602D | TEMPERATURE TRANSM. - HEAD MOUNT |  |  | AIRH | DCS | Field | [7 empty] | IS | 4503-VZ-DM-T61212010 | 61-A-2108A |  | ETH_T1/6121-TD-602_G4 | 6121-TT-602D/6190-DSB-004 | [28 empty] | 6190-DSB-004 |  |  |  |  | 7 | 1
| 6121-TT-603D |  | 6121-TD-603D | TEMPERATURE TRANSM. - HEAD MOUNT |  |  | AIRH | DCS | Field | [7 empty] | IS | 4503-VZ-DM-T61212007 | 61-A-2102 |  | ETH_T1/6121-TD-603_G4 | 6121-TT-603D/6190-DSB-004 | [28 empty] | 6190-DSB-004 |  |  |  |  | 7 | 2
| 6121-TT-609D |  | 6121-TD-609D | TEMPERATURE TRANSM. - HEAD MOUNT |  |  | AIRH | DCS | Field | [7 empty] | IS | 4503-VZ-DM-T61212014 | 61-A-2112A |  | ETH_T1/6121-TD-606_G4 | 6121-TT-609D/6190-DSB-004 | [28 empty] | 6190-DSB-004 |  |  |  |  | 7 | 3
| 6121-TT-623D |  | 6121-TD-623D | TEMPERATURE TRANSM. - HEAD MOUNT |  |  | AIRH | DCS | Field | [7 empty] | IS | 4503-VZ-DM-T61212012 | 61-A-2103A |  | ETH_T1/6121-TD-623_G4 | 6121-TT-623D/6190-DSB-004 | [28 empty] | 6190-DSB-004 |  |  |  |  | 7 | 4
| 6121-TT-603E |  | 6121-TD-603E | TEMPERATURE TRANSM. - HEAD MOUNT |  |  | AIRH | DCS | Field | [7 empty] | IS | 4503-VZ-DM-T61212007 | 61-A-2102 |  | ETH_T1/6121-TD-603_G5 | 6121-TT-603E/6190-DSB-004 | [28 empty] | 6190-DSB-004 |  |  |  |  | 8 | 1
| 6121-TT-609E |  | 6121-TD-609E | TEMPERATURE TRANSM. - HEAD MOUNT |  |  | AIRH | DCS | Field | [7 empty] | IS | 4503-VZ-DM-T61212014 | 61-A-2112A |  | ETH_T1/6121-TD-606_G5 | 6121-TT-609E/6190-DSB-004 | [28 empty] | 6190-DSB-004 |  |  |  |  | 8 | 2
| 6121-PT-403 |  | 6121-PD-403 | PRESSURE TRANSMITTER |  |  | AIRH | DCS | Field | [7 empty] | IS | 4503-VZ-DM-T61212010 |  |  | ETH_T1 | 6121-PT-403/6190-DSB-004 | [28 empty] | 6190-DSB-004 |  |  |  |  | 8 | 3
| 6121-PT-407 |  | 6121-PD-407 | PRESSURE TRANSMITTER |  |  | AIRH | DCS | Field | [7 empty] | IS | 4503-VZ-DM-T61212014 |  |  | ETH_T1 | 6121-PT-407/6190-DSB-004 | [28 empty] | 6190-DSB-004 |  |  |  |  | 8 | 4
| 6121-TT-603F |  | 6121-TD-603F | TEMPERATURE TRANSM. - HEAD MOUNT |  |  | AIRH | DCS | Field | [7 empty] | IS | 4503-VZ-DM-T61212007 | 61-A-2102 |  | ETH_T1/6121-TD-603_G6 | 6121-TT-603F/6190-DSB-004 | [28 empty] | 6190-DSB-004 |  |  |  |  | 9 | 1
| 6121-TT-609F |  | 6121-TD-609F | TEMPERATURE TRANSM. - HEAD MOUNT |  |  | AIRH | DCS | Field | [7 empty] | IS | 4503-VZ-DM-T61212014 | 61-A-2112A |  | ETH_T1/6121-TD-606_G6 | 6121-TT-609F/6190-DSB-004 | [28 empty] | 6190-DSB-004 |  |  |  |  | 9 | 2
| 6121-PT-419 |  | 6121-PD-419 | PRESSURE TRANSMITTER |  |  | AIRH | DCS | Field | [7 empty] | IS | 4503-VZ-DM-T61212004 |  |  | ETH_T1 | 6121-PT-419/6190-DSB-004 | [28 empty] | 6190-DSB-004 |  |  |  |  | 9 | 3
| 6121-PT-444 |  | 6121-PD-444 | PRESSURE TRANSMITTER |  |  | AIRH | DCS | Field | [7 empty] | IS | 4503-VZ-DM-T61212012 |  |  | ETH_T1 | 6121-PT-444/6190-DSB-004 | [28 empty] | 6190-DSB-004 |  |  |  |  | 9 | 4
| 6121-TT-623A |  | 6121-TD-623A | TEMPERATURE TRANSM. - HEAD MOUNT |  |  | AIRH | DCS | Field | [7 empty] | IS | 4503-VZ-DM-T61212012 | 61-A-2103A |  | ETH_T1/6121-TD-623_G1 | 6121-TT-623A/6190-DSB-004 | [28 empty] | 6190-DSB-004 |  |  |  |  | 10 | 1
| 6121-TIT-601 |  | 6121-TD-601 | TEMPERATURE IND. TRANSM. - REMOTE MOUNT |  |  | AIRH | DCS | Field | [7 empty] | IS | 4503-VZ-DM-T61212009 |  |  | ETH_T1 | 6121-TIT-601/6190-DSB-004 | [28 empty] | 6190-DSB-004 |  |  |  |  | 10 | 2
| 6121-TT-610 |  | 6121-TD-610 | TEMPERATURE TRANSM. - HEAD MOUNT |  |  | AIRH | DCS | Field | [7 empty] | IS | 4503-VZ-DM-T61212014 |  |  | ETH_T1 | 6121-TT-610/6190-DSB-004 | [28 empty] | 6190-DSB-004 |  |  |  |  | 10 | 3
| 6121-XZSC-804 |  | 6121-XD-804 | LIMIT SWITCH - CLOSE |  |  | DIR | DCS | Field | [7 empty] | IS | 4503-VZ-DM-T61212014 |  |  | ETH_T1 | 6121-XZSC-804/6190-DSB-004 | [28 empty] | 6190-DSB-004 |  |  |  |  | 10 | 4
| 6121-TT-623B |  | 6121-TD-623B | TEMPERATURE TRANSM. - HEAD MOUNT |  |  | AIRH | DCS | Field | [7 empty] | IS | 4503-VZ-DM-T61212012 | 61-A-2103A |  | ETH_T1/6121-TD-623_G2 | 6121-TT-623B/6190-DSB-004 | [28 empty] | 6190-DSB-004 |  |  |  |  | 11 | 1
| 6121-XZSO-804 |  | 6121-XD-804 | LIMIT SWITCH - OPEN |  |  | DIR | DCS | Field | [7 empty] | IS | 4503-VZ-DM-T61212014 |  |  | ETH_T1 | 6121-XZSO-804/6190-DSB-004 | [28 empty] | 6190-DSB-004 |  |  |  |  | 11 | 2
| 6110-FY-204 |  | 6110-FD-204 | E/P POSITIONER |  |  | AORH | DCS | Field | [7 empty] | IS | 4503-VZ-DM-T61102008 |  |  |  | 6110-FY-204/6190-DSB-004 | [28 empty] | 6190-DSB-004 |  |  |  |  | 11 | 3
| 6110-FY-205 |  | 6110-FD-205 | E/P POSITIONER |  |  | AORH | DCS | Field | [7 empty] | IS | 4503-VZ-DM-T61102008 |  |  |  | 6110-FY-205/6190-DSB-004 | [28 empty] | 6190-DSB-004 |  |  |  |  | 11 | 4
| 6121-TT-623C |  | 6121-TD-623C | TEMPERATURE TRANSM. - HEAD MOUNT |  |  | AIRH | DCS | Field | [7 empty] | IS | 4503-VZ-DM-T61212012 | 61-A-2103A |  | ETH_T1/6121-TD-623_G3 | 6121-TT-623C/6190-DSB-004 | [28 empty] | 6190-DSB-004 |  |  |  |  | 12 | 1
| 6110-FT-206 |  | 6110-FD-206 | FLOW TRANSMITTER - CORIOLIS |  |  | AIRH | DCS | Field |  |  |  |  | 230 VAC |  |  | IS | 4503-VZ-DM-T61102008 |  |  |  | 6110-FT-206/6190-DSB-004 | [28 empty] | 6190-DSB-004 |  |  |  |  | 12 | 2
| 6110-FY-206 |  | 6110-FD-206 | E/P POSITIONER |  |  | AORH | DCS | Field | [7 empty] | IS | 4503-VZ-DM-T61102008 |  |  |  | 6110-FY-206/6190-DSB-004 | [28 empty] | 6190-DSB-004 |  |  |  |  | 12 | 3
| 6110-LY-303 |  | 6110-LD-303 | E/P POSITIONER |  |  | AORH | DCS | Field | [7 empty] | IS | 4503-VZ-DM-T61102008 |  |  |  | 6110-LY-303/6190-DSB-004 | [28 empty] | 6190-DSB-004 |  |  |  |  | 12 | 4
| 6121-TT-629A |  | 6121-TD-629A | TEMPERATURE TRANSM. - HEAD MOUNT |  |  | AIRH | DCS | Field | [7 empty] | IS | 4503-VZ-DM-T61212214 | 61-A-2112C |  | ETH_T2/6121-TD-629_G1 | 6121-TT-629A/6190-DSB-004 | [28 empty] | 6190-DSB-004 |  |  |  |  | 13 | 1
| 6121-PT-457 |  | 6121-PD-457 | PRESSURE TRANSMITTER |  |  | AIRH | DCS | Field | [7 empty] | IS | 4503-VZ-DM-T61212214 |  |  | ETH_T2 | 6121-PT-457/6190-DSB-004 | [28 empty] | 6190-DSB-004 |  |  |  |  | 13 | 2
| 6121-TT-630 |  | 6121-TD-630 | TEMPERATURE TRANSM. - HEAD MOUNT |  |  | AIRH | DCS | Field | [7 empty] | IS | 4503-VZ-DM-T61212214 |  |  | ETH_T2 | 6121-TT-630/6190-DSB-004 | [28 empty] | 6190-DSB-004 |  |  |  |  | 13 | 3
| 6121-TIT-670 |  | 6121-TD-670 | TEMPERATURE IND. TRANSM. - REMOTE MOUNT |  |  | AIRH | DCS | Field | [7 empty] | IS | 4503-VZ-DM-T61212209 |  |  | ETH_T2 | 6121-TIT-670/6190-DSB-004 | [28 empty] | 6190-DSB-004 |  |  |  |  | 13 | 4
| 6121-TT-629B |  | 6121-TD-629B | TEMPERATURE TRANSM. - HEAD MOUNT |  |  | AIRH | DCS | Field | [7 empty] | IS | 4503-VZ-DM-T61212214 | 61-A-2112C |  | ETH_T2/6121-TD-629_G2 | 6121-TT-629B/6190-DSB-004 | [28 empty] | 6190-DSB-004 |  |  |  |  | 14 | 1
| 6121-XZSC-827 |  | 6121-XD-827 | LIMIT SWITCH - CLOSE |  |  | DIR | DCS | Field | [7 empty] | IS | 4503-VZ-DM-T61212214 |  |  | ETH_T2 | 6121-XZSC-827/6190-DSB-004 | [28 empty] | 6190-DSB-004 |  |  |  |  | 14 | 2
| 6121-XZSO-827 |  | 6121-XD-827 | LIMIT SWITCH - OPEN |  |  | DIR | DCS | Field | [7 empty] | IS | 4503-VZ-DM-T61212214 |  |  | ETH_T2 | 6121-XZSO-827/6190-DSB-004 | [28 empty] | 6190-DSB-004 |  |  |  |  | 14 | 3
| 6110-LY-305 |  | 6110-LD-305 | E/P POSITIONER |  |  | AORH | DCS | Field | [7 empty] | IS | 4503-VZ-DM-T61102002 |  |  |  | 6110-LY-305/6190-DSB-004 | [28 empty] | 6190-DSB-004 |  |  |  |  | 14 | 4
| 6121-TT-629C |  | 6121-TD-629C | TEMPERATURE TRANSM. - HEAD MOUNT |  |  | AIRH | DCS | Field | [7 empty] | IS | 4503-VZ-DM-T61212214 | 61-A-2112C |  | ETH_T2/6121-TD-629_G3 | 6121-TT-629C/6190-DSB-004 | [28 empty] | 6190-DSB-004 |  |  |  |  | 15 | 1
| 6110-PDT-407 |  | 6110-PD-407 | PRESSURE DIFFERENTIAL TRANSMITTER |  |  | AIRH | DCS | Field | [7 empty] | IS | 4503-VZ-DM-T61102002 | 61-V-1007 |  |  | 6110-PDT-407/6190-DSB-004 | [28 empty] | 6190-DSB-004 |  |  |  |  | 15 | 2
| 6110-TT-610 |  | 6110-TD-610 | TEMPERATURE TRANSM. - HEAD MOUNT |  |  | AIRH | DCS | Field | [7 empty] | IS | 4503-VZ-DM-T61102002 | 61-V-1007 |  |  | 6110-TT-610/6190-DSB-004 | [28 empty] | 6190-DSB-004 |  |  |  |  | 15 | 3
| 6110-TT-613 |  | 6110-TD-613 | TEMPERATURE TRANSM. - HEAD MOUNT |  |  | AIRH | DCS | Field | [7 empty] | IS | 4503-VZ-DM-T61102008 | 61-C-1027 |  |  | 6110-TT-613/6190-DSB-004 | [28 empty] | 6190-DSB-004 |  |  |  |  | 15 | 4
| 6121-TT-629D |  | 6121-TD-629D | TEMPERATURE TRANSM. - HEAD MOUNT |  |  | AIRH | DCS | Field | [7 empty] | IS | 4503-VZ-DM-T61212214 | 61-A-2112C |  | ETH_T2/6121-TD-629_G4 | 6121-TT-629D/6190-DSB-004 | [28 empty] | 6190-DSB-004 |  |  |  |  | 16 | 1
| 6110-XZSC-801 |  | 6110-XD-801 | LIMIT SWITCH - CLOSE |  |  | DIR | DCS | Field | [7 empty] | IS | 4503-VZ-DM-T61102002 |  |  |  | 6110-XZSC-801/6190-DSB-004 | [28 empty] | 6190-DSB-004 |  |  |  |  | 16 | 2
| 6110-XZSO-801 |  | 6110-XD-801 | LIMIT SWITCH - OPEN |  |  | DIR | DCS | Field | [7 empty] | IS | 4503-VZ-DM-T61102002 |  |  |  | 6110-XZSO-801/6190-DSB-004 | [28 empty] | 6190-DSB-004 |  |  |  |  | 16 | 3
| 6110-XZSC-802 |  | 6110-XD-802 | LIMIT SWITCH - CLOSE |  |  | DIR | DCS | Field | [7 empty] | IS | 4503-VZ-DM-T61102002 |  |  |  | 6110-XZSC-802/6190-DSB-004 | [28 empty] | 6190-DSB-004 |  |  |  |  | 16 | 4
| 6121-TT-629E |  | 6121-TD-629E | TEMPERATURE TRANSM. - HEAD MOUNT |  |  | AIRH | DCS | Field | [7 empty] | IS | 4503-VZ-DM-T61212214 | 61-A-2112C |  | ETH_T2/6121-TD-629_G5 | 6121-TT-629E/6190-DSB-004 | [28 empty] | 6190-DSB-004 |  |  |  |  | 17 | 1
| 6110-XZSO-802 |  | 6110-XD-802 | LIMIT SWITCH - OPEN |  |  | DIR | DCS | Field | [7 empty] | IS | 4503-VZ-DM-T61102002 |  |  |  | 6110-XZSO-802/6190-DSB-004 | [28 empty] | 6190-DSB-004 |  |  |  |  | 17 | 2
| 6110-XZSC-810 |  | 6110-XD-810 | LIMIT SWITCH - CLOSE |  |  | DIR | DCS | Field | [7 empty] | IS | 4503-VZ-DM-T61102008 |  |  |  | 6110-XZSC-810/6190-DSB-004 | [28 empty] | 6190-DSB-004 |  |  |  |  | 17 | 3
| 6110-XZSO-810 |  | 6110-XD-810 | LIMIT SWITCH - OPEN |  |  | DIR | DCS | Field | [7 empty] | IS | 4503-VZ-DM-T61102008 |  |  |  | 6110-XZSO-810/6190-DSB-004 | [28 empty] | 6190-DSB-004 |  |  |  |  | 17 | 4
| 6121-TT-629F |  | 6121-TD-629F | TEMPERATURE TRANSM. - HEAD MOUNT |  |  | AIRH | DCS | Field | [7 empty] | IS | 4503-VZ-DM-T61212214 | 61-A-2112C |  | ETH_T2/6121-TD-629_G6 | 6121-TT-629F/6190-DSB-004 | [28 empty] | 6190-DSB-004 |  |  |  |  | 18 | 1
| 6110-XZSC-811 |  | 6110-XD-811 | LIMIT SWITCH - CLOSE |  |  | DIR | DCS | Field | [7 empty] | IS | 4503-VZ-DM-T61102008 |  |  |  | 6110-XZSC-811/6190-DSB-004 | [28 empty] | 6190-DSB-004 |  |  |  |  | 18 | 2
| 6110-XZSO-811 |  | 6110-XD-811 | LIMIT SWITCH - OPEN |  |  | DIR | DCS | Field | [7 empty] | IS | 4503-VZ-DM-T61102008 |  |  |  | 6110-XZSO-811/6190-DSB-004 | [28 empty] | 6190-DSB-004 |  |  |  |  | 18 | 3
| 6114-FY-201 |  | 6114-FD-201 | E/P POSITIONER |  |  | AORH | DCS | Field | [7 empty] | IS | 4503-VZ-DM-T61142002 |  |  |  | 6114-FY-201/6190-DSB-004 | [28 empty] | 6190-DSB-004 |  |  |  |  | 18 | 4
| 6114-FT-202 |  | 6114-FD-202 | FLOW TRANSMITTER - VORTEX |  |  | AIRH | DCS | Field | [7 empty] | IS | 4503-VZ-DM-T61142002 |  |  |  | 6114-FT-202/6190-DSB-004 | [28 empty] | 6190-DSB-004 |  |  |  |  | 19 | 1
| 6114-FY-202 |  | 6114-FD-202 | E/P POSITIONER |  |  | AORH | DCS | Field | [7 empty] | IS | 4503-VZ-DM-T61142002 |  |  |  | 6114-FY-202/6190-DSB-004 | [28 empty] | 6190-DSB-004 |  |  |  |  | 19 | 2
| 6114-FY-214 |  | 6114-FD-214 | E/P POSITIONER |  |  | AORH | DCS | Field | [7 empty] | IS | 4503-VZ-DM-T61142002 |  |  |  | 6114-FY-214/6190-DSB-004 | [28 empty] | 6190-DSB-004 |  |  |  |  | 19 | 3
| 6114-PDT-408 |  | 6114-PD-408 | PRESSURE DIFFERENTIAL TRANSMITTER |  |  | AIRH | DCS | Field | [7 empty] | IS | 4503-VZ-DM-T61142002 | 61-C-1421 |  |  | 6114-PDT-408/6190-DSB-004 | [28 empty] | 6190-DSB-004 |  |  |  |  | 19 | 4
| 6114-LY-303 |  | 6114-LD-303 | E/P POSITIONER |  |  | AORH | DCS | Field | [7 empty] | IS | 4503-VZ-DM-T61142002 |  |  |  | 6114-LY-303/6190-DSB-004 | [28 empty] | 6190-DSB-004 |  |  |  |  | 20 | 1
| 6114-PT-409 |  | 6114-PD-409 | PRESSURE TRANSMITTER |  |  | AIRH | DCS | Field | [7 empty] | IS | 4503-VZ-DM-T61142002 |  |  |  | 6114-PT-409/6190-DSB-004 | [28 empty] | 6190-DSB-004 |  |  |  |  | 20 | 2
| 6114-TT-609 |  | 6114-TD-609 | TEMPERATURE TRANSM. - HEAD MOUNT |  |  | AIRH | DCS | Field | [7 empty] | IS | 4503-VZ-DM-T61142002 | 61-V-1406 |  |  | 6114-TT-609/6190-DSB-004 | [28 empty] | 6190-DSB-004 |  |  |  |  | 20 | 3
| 6114-TT-610 |  | 6114-TD-610 | TEMPERATURE TRANSM. - HEAD MOUNT |  |  | AIRH | DCS | Field | [7 empty] | IS | 4503-VZ-DM-T61142002 | 61-C-1421 |  |  | 6114-TT-610/6190-DSB-004 | [28 empty] | 6190-DSB-004 |  |  |  |  | 20 | 4
| 6121-FT-212 |  | 6121-FD-212 | FLOW TRANSMITTER - CORIOLIS |  |  | AIRH | DCS | Field |  |  |  |  | 230 VAC |  |  | IS | 4503-VZ-DM-T61212019 |  |  |  | 6121-FT-212/6190-DSB-004 | [28 empty] | 6190-DSB-004 |  |  |  |  | 21 | 1
| 6121-FY-212 |  | 6121-FD-212 | E/P POSITIONER |  |  | AORH | DCS | Field | [7 empty] | IS | 4503-VZ-DM-T61212019 |  |  |  | 6121-FY-212/6190-DSB-004 | [28 empty] | 6190-DSB-004 |  |  |  |  | 21 | 2
| 6121-PT-480 |  | 6121-PD-480 | PRESSURE TRANSMITTER |  |  | AIRH | DCS | Field | [7 empty] | IS | 4503-VZ-DM-T61212019 |  |  |  | 6121-PT-480/6190-DSB-004 | [28 empty] | 6190-DSB-004 |  |  |  |  | 21 | 3
| 6121-TT-611 |  | 6121-TD-611 | TEMPERATURE TRANSM. - HEAD MOUNT |  |  | AIRH | DCS | Field | [7 empty] | IS | 4503-VZ-DM-T61212019 |  |  |  | 6121-TT-611/6190-DSB-004 | [28 empty] | 6190-DSB-004 |  |  |  |  | 21 | 4
| SPARE | [49 empty] | 6190-DSB-004 |  |  |  |  | 22 | 1
| SPARE | [49 empty] | 6190-DSB-004 |  |  |  |  | 22 | 2
| SPARE | [49 empty] | 6190-DSB-004 |  |  |  |  | 22 | 3
| SPARE | [49 empty] | 6190-DSB-004 |  |  |  |  | 22 | 4
| SPARE | [49 empty] | 6190-DSB-004 |  |  |  |  | 23 | 1
| SPARE | [49 empty] | 6190-DSB-004 |  |  |  |  | 23 | 2
| SPARE | [49 empty] | 6190-DSB-004 |  |  |  |  | 23 | 3
| SPARE | [49 empty] | 6190-DSB-004 |  |  |  |  | 23 | 4
| SPARE | [49 empty] | 6190-DSB-004 |  |  |  |  | 24 | 1
| SPARE | [49 empty] | 6190-DSB-004 |  |  |  |  | 24 | 2
| SPARE | [49 empty] | 6190-DSB-004 |  |  |  |  | 24 | 3
| SPARE | [49 empty] | 6190-DSB-004 |  |  |  |  | 24 | 4
| 6110-TT-615A |  | 6110-TD-615A | TEMPERATURE TRANSM. - HEAD MOUNT |  |  | AIRH | DCS | Field | [7 empty] | IS | 4503-VZ-DM-T61102011 | 61-A-1030A |  | 6110-TD-615_G1 | 6110-TT-615A/6190-DSB-005 | [28 empty] | 6190-DSB-005 |  |  |  |  | 1 | 1
| 6110-TT-656AP |  | 6110-TD-656AP | TEMPERATURE TRANSM. - HEAD MOUNT |  |  | AIRH | DCS | Field | [7 empty] | IS | 4503-CE-VD-BD087T3261E1041001 | 61-E-1041 |  | 6110-TD-656_G1 | 6110-TT-656AP/6190-DSB-005 | [28 empty] | 6190-DSB-005 |  |  |  |  | 1 | 2
| 6114-TT-602AP |  | 6114-TD-602AP | TEMPERATURE TRANSM. - HEAD MOUNT |  |  | AIRH | DCS | Field | [7 empty] | IS | 4503-CE-VD-BD087T3261E1410001 | 61-E-1410 | 61-E-1410 | 6114-TD-602_G1 | 6114-TT-602AP/6190-DSB-005 | [28 empty] | 6190-DSB-005 |  |  |  |  | 1 | 3
| 6114-TT-608A |  | 6114-TD-608A | TEMPERATURE TRANSM. - HEAD MOUNT |  |  | AIRH | DCS | Field | [7 empty] | IS | 4503-VZ-DM-T61142005 | 61-A-1419A |  | 6114-TD-608_G1 | 6114-TT-608A/6190-DSB-005 | [28 empty] | 6190-DSB-005 |  |  |  |  | 1 | 4
| 6110-TT-615E |  | 6110-TD-615E | TEMPERATURE TRANSM. - HEAD MOUNT |  |  | AIRH | DCS | Field | [7 empty] | IS | 4503-VZ-DM-T61102011 | 61-A-1030A |  | 6110-TD-615_G5 | 6110-TT-615E/6190-DSB-005 | [28 empty] | 6190-DSB-005 |  |  |  |  | 2 | 1
| 5699-TT-621 |  | 5699-TD-621 | TEMPERATURE TRANSM. - HEAD MOUNT |  |  | AIRH | DCS | Field | [7 empty] | IS | 4503-WZ-DM-T56992002 |  |  |  | 5699-TT-621/6190-DSB-005 | [28 empty] | 6190-DSB-005 |  |  |  |  | 2 | 2
| 6110-AT-001 |  | 6110-AD-001 | ANALYZER - MOISTURE |  |  | AIRH | DCS | Field |  |  |  |  | - |  |  | IS | 4503-VZ-DM-T61102002 |  |  |  | 6110-AT-001/6190-DSB-005 | [28 empty] | 6190-DSB-005 |  |  |  |  | 2 | 3
| 6110-AT-002 |  | 6110-AD-002 | ANALYZER - MOISTURE |  |  | AIRH | DCS | Field |  |  |  |  | - |  |  | IS | 4503-VZ-DM-T61102006 |  |  |  | 6110-AT-002/6190-DSB-005 | [28 empty] | 6190-DSB-005 |  |  |  |  | 2 | 4
| 6110-TT-656BP |  | 6110-TD-656BP | TEMPERATURE TRANSM. - HEAD MOUNT |  |  | AIRH | DCS | Field | [7 empty] | IS | 4503-CE-VD-BD087T3261E1041001 | 61-E-1041 |  | 6110-TD-656_G2 | 6110-TT-656BP/6190-DSB-005 | [28 empty] | 6190-DSB-005 |  |  |  |  | 3 | 1
| 6114-TT-602BP |  | 6114-TD-602BP | TEMPERATURE TRANSM. - HEAD MOUNT |  |  | AIRH | DCS | Field | [7 empty] | IS | 4503-CE-VD-BD087T3261E1410001 | 61-E-1410 | 61-E-1410 | 6114-TD-602_G2 | 6114-TT-602BP/6190-DSB-005 | [28 empty] | 6190-DSB-005 |  |  |  |  | 3 | 2
| 6110-AT-003 |  | 6110-AD-003 | ANALYZER - MOISTURE |  |  | AIRH | DCS | Field |  |  |  |  | - |  |  | IS | 4503-VZ-DM-T61102011 |  |  |  | 6110-AT-003/6190-DSB-005 | [28 empty] | 6190-DSB-005 |  |  |  |  | 3 | 3
| 6110-AT-004 |  | 6110-AD-004 | ANALYZER - MOISTURE |  |  | AIRH | DCS | Field |  |  |  |  | - |  |  | IS | 4503-VZ-DM-T61102008 |  |  |  | 6110-AT-004/6190-DSB-005 | [28 empty] | 6190-DSB-005 |  |  |  |  | 3 | 4
| 6110-TT-656CP |  | 6110-TD-656CP | TEMPERATURE TRANSM. - HEAD MOUNT |  |  | AIRH | DCS | Field | [7 empty] | IS | 4503-CE-VD-BD087T3261E1041001 | 61-E-1041 |  | 6110-TD-656_G3 | 6110-TT-656CP/6190-DSB-005 | [28 empty] | 6190-DSB-005 |  |  |  |  | 4 | 1
| 6114-TT-602CP |  | 6114-TD-602CP | TEMPERATURE TRANSM. - HEAD MOUNT |  |  | AIRH | DCS | Field | [7 empty] | IS | 4503-CE-VD-BD087T3261E1410001 | 61-E-1410 | 61-E-1410 | 6114-TD-602_G3 | 6114-TT-602CP/6190-DSB-005 | [28 empty] | 6190-DSB-005 |  |  |  |  | 4 | 2
| 6110-FT-201 |  | 6110-FD-201 | FLOW TRANSMITTER - VORTEX |  |  | AIRH | DCS | Field | [7 empty] | IS | 4503-VZ-DM-T61102004 |  |  |  | 6110-FT-201/6190-DSB-005 | [28 empty] | 6190-DSB-005 |  |  |  |  | 4 | 3
| 6110-FT-203 |  | 6110-FD-203 | FLOW TRANSMITTER - VORTEX |  |  | AIRH | DCS | Field | [7 empty] | IS | 4503-VZ-DM-T61102002 |  |  |  | 6110-FT-203/6190-DSB-005 | [28 empty] | 6190-DSB-005 |  |  |  |  | 4 | 4
| 6121-TT-612A |  | 6121-TD-612A | TEMPERATURE TRANSM. - HEAD MOUNT |  |  | AIRH | DCS | Field | [7 empty] | IS | 4503-VZ-DM-T61212207 | 61-A-2122 |  | ETH_T2/6121-TD-612_G1 | 6121-TT-612A/6190-DSB-005 | [28 empty] | 6190-DSB-005 |  |  |  |  | 5 | 1
| 6121-AT-007E |  | 6121-AD-007 | ANALYZER - MOISTURE |  |  | AIRH | DCS | Field |  |  |  |  | - |  |  | IS | 4503-VZ-DM-T61212207 |  |  | ETH_T2 | 6121-AT-007E/6190-DSB-005 | [28 empty] | 6190-DSB-005 |  |  |  |  | 5 | 2
| 6121-AT-007F |  | 6121-AD-007 | ANALYZER - ELECTROCHEMICAL |  |  | AIRH | DCS | Field |  |  |  |  | - |  |  | IS | 4503-VZ-DM-T61212207 |  |  | ETH_T2 | 6121-AT-007F/6190-DSB-005 | [28 empty] | 6190-DSB-005 |  |  |  |  | 5 | 3
| 6121-AT-008E |  | 6121-AD-008 | ANALYZER - MOISTURE |  |  | AIRH | DCS | Field |  |  |  |  | - |  |  | IS | 4503-VZ-DM-T61212208 |  |  | ETH_T2 | 6121-AT-008E/6190-DSB-005 | [28 empty] | 6190-DSB-005 |  |  |  |  | 5 | 4
| 6121-TT-612B |  | 6121-TD-612B | TEMPERATURE TRANSM. - HEAD MOUNT |  |  | AIRH | DCS | Field | [7 empty] | IS | 4503-VZ-DM-T61212207 | 61-A-2122 |  | ETH_T2/6121-TD-612_G2 | 6121-TT-612B/6190-DSB-005 | [28 empty] | 6190-DSB-005 |  |  |  |  | 6 | 1
| 6121-AT-008F |  | 6121-AD-008 | ANALYZER - ELECTROCHEMICAL |  |  | AIRH | DCS | Field |  |  |  |  | - |  |  | IS | 4503-VZ-DM-T61212208 |  |  | ETH_T2 | 6121-AT-008F/6190-DSB-005 | [28 empty] | 6190-DSB-005 |  |  |  |  | 6 | 2
| 6121-AT-009E |  | 6121-AD-009 | ANALYZER - MOISTURE |  |  | AIRH | DCS | Field |  |  |  |  | - |  |  | IS | 4503-VZ-DM-T61212211 |  |  | ETH_T2 | 6121-AT-009E/6190-DSB-005 | [28 empty] | 6190-DSB-005 |  |  |  |  | 6 | 3
| 6121-AT-009F |  | 6121-AD-009 | ANALYZER - ELECTROCHEMICAL |  |  | AIRH | DCS | Field |  |  |  |  | - |  |  | IS | 4503-VZ-DM-T61212211 |  |  | ETH_T2 | 6121-AT-009F/6190-DSB-005 | [28 empty] | 6190-DSB-005 |  |  |  |  | 6 | 4
| 6121-TT-612C |  | 6121-TD-612C | TEMPERATURE TRANSM. - HEAD MOUNT |  |  | AIRH | DCS | Field | [7 empty] | IS | 4503-VZ-DM-T61212207 | 61-A-2122 |  | ETH_T2/6121-TD-612_G3 | 6121-TT-612C/6190-DSB-005 | [28 empty] | 6190-DSB-005 |  |  |  |  | 7 | 1
| 6121-AT-010E |  | 6121-AD-010 | ANALYZER - MOISTURE |  |  | AIRH | DCS | Field |  |  |  |  | - |  |  | IS | 4503-VZ-DM-T61212213 |  |  | ETH_T2 | 6121-AT-010E/6190-DSB-005 | [28 empty] | 6190-DSB-005 |  |  |  |  | 7 | 2
| 6121-AT-010F |  | 6121-AD-010 | ANALYZER - ELECTROCHEMICAL |  |  | AIRH | DCS | Field |  |  |  |  | - |  |  | IS | 4503-VZ-DM-T61212213 |  |  | ETH_T2 | 6121-AT-010F/6190-DSB-005 | [28 empty] | 6190-DSB-005 |  |  |  |  | 7 | 3
| 6121-AT-011F |  | 6121-AD-011 | ANALYZER - ELECTROCHEMICAL |  |  | AIRH | DCS | Field |  |  |  |  | - |  |  | IS | 4503-VZ-DM-T61212217 |  |  | ETH_T2 | 6121-AT-011F/6190-DSB-005 | [28 empty] | 6190-DSB-005 |  |  |  |  | 7 | 4
| 6121-TT-612D |  | 6121-TD-612D | TEMPERATURE TRANSM. - HEAD MOUNT |  |  | AIRH | DCS | Field | [7 empty] | IS | 4503-VZ-DM-T61212207 | 61-A-2122 |  | ETH_T2/6121-TD-612_G4 | 6121-TT-612D/6190-DSB-005 | [28 empty] | 6190-DSB-005 |  |  |  |  | 8 | 1
| 6121-AT-011E |  | 6121-AD-011 | ANALYZER - MOISTURE |  |  | AIRH | DCS | Field |  |  |  |  | - |  |  | IS | 4503-VZ-DM-T61212217 |  |  | ETH_T2 | 6121-AT-011E/6190-DSB-005 | [28 empty] | 6190-DSB-005 |  |  |  |  | 8 | 2
| 6121-AT-033E |  | 6121-AD-033 | ANALYZER - MOISTURE |  |  | AIRH | DCS | Field |  |  |  |  | - |  |  | IS | 4503-VZ-DM-T61212215 |  |  | ETH_T2 | 6121-AT-033E/6190-DSB-005 | [28 empty] | 6190-DSB-005 |  |  |  |  | 8 | 3
| 6121-AT-033F |  | 6121-AD-033 | ANALYZER - ELECTROCHEMICAL |  |  | AIRH | DCS | Field |  |  |  |  | - |  |  | IS | 4503-VZ-DM-T61212215 |  |  | ETH_T2 | 6121-AT-033F/6190-DSB-005 | [28 empty] | 6190-DSB-005 |  |  |  |  | 8 | 4
| 6121-AT-001E |  | 6121-AD-001 | ANALYZER - MOISTURE |  |  | AIRH | DCS | Field |  |  |  |  | - |  |  | IS | 4503-VZ-DM-T61212011 |  |  | ETH_T1 | 6121-AT-001E/6190-DSB-005 | [28 empty] | 6190-DSB-005 |  |  |  |  | 9 | 1
| 6121-AT-001F |  | 6121-AD-001 | ANALYZER - ELECTROCHEMICAL |  |  | AIRH | DCS | Field |  |  |  |  | - |  |  | IS | 4503-VZ-DM-T61212011 |  |  | ETH_T1 | 6121-AT-001F/6190-DSB-005 | [28 empty] | 6190-DSB-005 |  |  |  |  | 9 | 2
| 6121-AT-002E |  | 6121-AD-002 | ANALYZER - MOISTURE |  |  | AIRH | DCS | Field |  |  |  |  | - |  |  | IS | 4503-VZ-DM-T61212007 |  |  | ETH_T1 | 6121-AT-002E/6190-DSB-005 | [28 empty] | 6190-DSB-005 |  |  |  |  | 9 | 3
| 6121-AT-002F |  | 6121-AD-002 | ANALYZER - ELECTROCHEMICAL |  |  | AIRH | DCS | Field |  |  |  |  | - |  |  | IS | 4503-VZ-DM-T61212007 |  |  | ETH_T1 | 6121-AT-002F/6190-DSB-005 | [28 empty] | 6190-DSB-005 |  |  |  |  | 9 | 4
| 6121-AT-003E |  | 6121-AD-003 | ANALYZER - MOISTURE |  |  | AIRH | DCS | Field |  |  |  |  | - |  |  | IS | 4503-VZ-DM-T61212008 |  |  | ETH_T1 | 6121-AT-003E/6190-DSB-005 | [28 empty] | 6190-DSB-005 |  |  |  |  | 10 | 1
| 6121-AT-003F |  | 6121-AD-003 | ANALYZER - ELECTROCHEMICAL |  |  | AIRH | DCS | Field |  |  |  |  | - |  |  | IS | 4503-VZ-DM-T61212008 |  |  | ETH_T1 | 6121-AT-003F/6190-DSB-005 | [28 empty] | 6190-DSB-005 |  |  |  |  | 10 | 2
| 6121-AT-005F |  | 6121-AD-005 | ANALYZER - ELECTROCHEMICAL |  |  | AIRH | DCS | Field |  |  |  |  | - |  |  | IS | 4503-VZ-DM-T61212015 |  |  | ETH_T1 | 6121-AT-005F/6190-DSB-005 | [28 empty] | 6190-DSB-005 |  |  |  |  | 10 | 3
| 6121-AT-005E |  | 6121-AD-005 | ANALYZER - MOISTURE |  |  | AIRH | DCS | Field |  |  |  |  | - |  |  | IS | 4503-VZ-DM-T61212015 |  |  | ETH_T1 | 6121-AT-005E/6190-DSB-005 | [28 empty] | 6190-DSB-005 |  |  |  |  | 10 | 4
| 6121-AT-006E |  | 6121-AD-006 | ANALYZER - MOISTURE |  |  | AIRH | DCS | Field |  |  |  |  | - |  |  | IS | 4503-VZ-DM-T61212017 |  |  | ETH_T1 | 6121-AT-006E/6190-DSB-005 | [28 empty] | 6190-DSB-005 |  |  |  |  | 11 | 1
| 6121-AT-006F |  | 6121-AD-006 | ANALYZER - ELECTROCHEMICAL |  |  | AIRH | DCS | Field |  |  |  |  | - |  |  | IS | 4503-VZ-DM-T61212017 |  |  | ETH_T1 | 6121-AT-006F/6190-DSB-005 | [28 empty] | 6190-DSB-005 |  |  |  |  | 11 | 2
| 6121-AT-022E |  | 6121-AD-022 | ANALYZER - MOISTURE |  |  | AIRH | DCS | Field |  |  |  |  | - |  |  | IS | 4503-VZ-DM-T61212013 |  |  | ETH_T1 | 6121-AT-022E/6190-DSB-005 | [28 empty] | 6190-DSB-005 |  |  |  |  | 11 | 3
| 6121-AT-022F |  | 6121-AD-022 | ANALYZER - ELECTROCHEMICAL |  |  | AIRH | DCS | Field |  |  |  |  | - |  |  | IS | 4503-VZ-DM-T61212013 |  |  | ETH_T1 | 6121-AT-022F/6190-DSB-005 | [28 empty] | 6190-DSB-005 |  |  |  |  | 11 | 4
| 6121-PT-401 |  | 6121-PD-401 | PRESSURE TRANSMITTER |  |  | AIRH | DCS | Field | [7 empty] | IS | 4503-VZ-DM-T61212013 |  |  | ETH_T1 | 6121-PT-401/6190-DSB-005 | [28 empty] | 6190-DSB-005 |  |  |  |  | 12 | 1
| 6121-PT-404 |  | 6121-PD-404 | PRESSURE TRANSMITTER |  |  | AIRH | DCS | Field | [7 empty] | IS | 4503-VZ-DM-T61212011 |  |  | ETH_T1 | 6121-PT-404/6190-DSB-005 | [28 empty] | 6190-DSB-005 |  |  |  |  | 12 | 2
| 6121-PT-405 |  | 6121-PD-405 | PRESSURE TRANSMITTER |  |  | AIRH | DCS | Field | [7 empty] | IS | 4503-VZ-DM-T61212016 |  |  | ETH_T1 | 6121-PT-405/6190-DSB-005 | [28 empty] | 6190-DSB-005 |  |  |  |  | 12 | 3
| 6121-PT-406 |  | 6121-PD-406 | PRESSURE TRANSMITTER |  |  | AIRH | DCS | Field | [7 empty] | IS | 4503-VZ-DM-T61212017 |  |  | ETH_T1 | 6121-PT-406/6190-DSB-005 | [28 empty] | 6190-DSB-005 |  |  |  |  | 12 | 4
| 6121-PT-408 |  | 6121-PD-408 | PRESSURE TRANSMITTER |  |  | AIRH | DCS | Field | [7 empty] | IS | 4503-VZ-DM-T61212210 |  |  | ETH_T2 | 6121-PT-408/6190-DSB-005 | [28 empty] | 6190-DSB-005 |  |  |  |  | 13 | 1
| 6121-PT-410 |  | 6121-PD-410 | PRESSURE TRANSMITTER |  |  | AIRH | DCS | Field | [7 empty] | IS | 4503-VZ-DM-T61212211 |  |  | ETH_T2 | 6121-PT-410/6190-DSB-005 | [28 empty] | 6190-DSB-005 |  |  |  |  | 13 | 2
| 6121-PT-411 |  | 6121-PD-411 | PRESSURE TRANSMITTER |  |  | AIRH | DCS | Field | [7 empty] | IS | 4503-VZ-DM-T61212212 |  |  | ETH_T2 | 6121-PT-411/6190-DSB-005 | [28 empty] | 6190-DSB-005 |  |  |  |  | 13 | 3
| 6110-FT-204 |  | 6110-FD-204 | FLOW TRANSMITTER - VORTEX |  |  | AIRH | DCS | Field | [7 empty] | IS | 4503-VZ-DM-T61102010 |  |  |  | 6110-FT-204/6190-DSB-005 | [28 empty] | 6190-DSB-005 |  |  |  |  | 13 | 4
| 6121-PT-409 |  | 6121-PD-409 | PRESSURE TRANSMITTER |  |  | AIRH | DCS | Field | [7 empty] | IS | 4503-VZ-DM-T61212015 |  |  | ETH_T1 | 6121-PT-409/6190-DSB-005 | [28 empty] | 6190-DSB-005 |  |  |  |  | 14 | 1
| 6121-XZSC-801 |  | 6121-XD-801 | LIMIT SWITCH - CLOSE |  |  | DIR | DCS | Field | [7 empty] | IS | 4503-VZ-DM-T61212008 |  |  | ETH_T1 | 6121-XZSC-801/6190-DSB-005 | [28 empty] | 6190-DSB-005 |  |  |  |  | 14 | 2
| 6121-XZSO-801 |  | 6121-XD-801 | LIMIT SWITCH - OPEN |  |  | DIR | DCS | Field | [7 empty] | IS | 4503-VZ-DM-T61212008 |  |  | ETH_T1 | 6121-XZSO-801/6190-DSB-005 | [28 empty] | 6190-DSB-005 |  |  |  |  | 14 | 3
| 6121-XZSC-803 |  | 6121-XD-803 | LIMIT SWITCH - CLOSE |  |  | DIR | DCS | Field | [7 empty] | IS | 4503-VZ-DM-T61212010 |  |  | ETH_T1 | 6121-XZSC-803/6190-DSB-005 | [28 empty] | 6190-DSB-005 |  |  |  |  | 14 | 4
| 6121-XZSO-803 |  | 6121-XD-803 | LIMIT SWITCH - OPEN |  |  | DIR | DCS | Field | [7 empty] | IS | 4503-VZ-DM-T61212010 |  |  | ETH_T1 | 6121-XZSO-803/6190-DSB-005 | [28 empty] | 6190-DSB-005 |  |  |  |  | 15 | 1
| 6121-XZSC-807 |  | 6121-XD-807 | LIMIT SWITCH - CLOSE |  |  | DIR | DCS | Field | [7 empty] | IS | 4503-VZ-DM-T61212012 |  |  | ETH_T1 | 6121-XZSC-807/6190-DSB-005 | [28 empty] | 6190-DSB-005 |  |  |  |  | 15 | 2
| 6121-XZSO-807 |  | 6121-XD-807 | LIMIT SWITCH - OPEN |  |  | DIR | DCS | Field | [7 empty] | IS | 4503-VZ-DM-T61212012 |  |  | ETH_T1 | 6121-XZSO-807/6190-DSB-005 | [28 empty] | 6190-DSB-005 |  |  |  |  | 15 | 3
| 6121-XZSC-810 |  | 6121-XD-810 | LIMIT SWITCH - CLOSE |  |  | DIR | DCS | Field | [7 empty] | IS | 4503-VZ-DM-T61212004 |  |  | ETH_T1 | 6121-XZSC-810/6190-DSB-005 | [28 empty] | 6190-DSB-005 |  |  |  |  | 15 | 4
| 6121-XZSO-810 |  | 6121-XD-810 | LIMIT SWITCH - OPEN |  |  | DIR | DCS | Field | [7 empty] | IS | 4503-VZ-DM-T61212004 |  |  | ETH_T1 | 6121-XZSO-810/6190-DSB-005 | [28 empty] | 6190-DSB-005 |  |  |  |  | 16 | 1
| 6121-XZSC-832 |  | 6121-XZ-832 | LIMIT SWITCH - CLOSE |  |  | DIR | DCS | Field | [7 empty] | IS | 4503-VZ-DM-T61212008 |  |  | ETH_T1 | 6121-XZSC-832/6190-DSB-005 | [28 empty] | 6190-DSB-005 |  |  |  |  | 16 | 2
| 6121-XZSO-832 |  | 6121-XZ-832 | LIMIT SWITCH - OPEN |  |  | DIR | DCS | Field | [7 empty] | IS | 4503-VZ-DM-T61212008 |  |  | ETH_T1 | 6121-XZSO-832/6190-DSB-005 | [28 empty] | 6190-DSB-005 |  |  |  |  | 16 | 3
| 6110-LT-308 |  | 6110-LD-308 | LEVEL TRANSMITTER - dP |  |  | AIRH | DCS | Field | [7 empty] | IS | 4503-VZ-DM-T61102006 | 61-A-1004B |  |  | 6110-LT-308/6190-DSB-005 | [28 empty] | 6190-DSB-005 |  |  |  |  | 16 | 4
| 6110-TT-606 |  | 6110-TD-606 | TEMPERATURE TRANSM. - HEAD MOUNT |  |  | AIRH | DCS | Field | [7 empty] | IS | 4503-VZ-DM-T61102005 |  |  |  | 6110-TT-606/6190-DSB-005 | [28 empty] | 6190-DSB-005 |  |  |  |  | 17 | 1
| 6110-TT-607 |  | 6110-TD-607 | TEMPERATURE TRANSM. - HEAD MOUNT |  |  | AIRH | DCS | Field | [7 empty] | IS | 4503-VZ-DM-T61102005 |  |  |  | 6110-TT-607/6190-DSB-005 | [28 empty] | 6190-DSB-005 |  |  |  |  | 17 | 2
| 6110-TT-609 |  | 6110-TD-609 | TEMPERATURE TRANSM. - HEAD MOUNT |  |  | AIRH | DCS | Field | [7 empty] | IS | 4503-VZ-DM-T61102006 |  |  |  | 6110-TT-609/6190-DSB-005 | [28 empty] | 6190-DSB-005 |  |  |  |  | 17 | 3
| 6114-AT-001 |  | 6114-AD-001 | ANALYZER - MOISTURE |  |  | AIRH | DCS | Field |  |  |  |  | - |  |  | IS | 4503-VZ-DM-T61142002 |  |  |  | 6114-AT-001/6190-DSB-005 | [28 empty] | 6190-DSB-005 |  |  |  |  | 17 | 4
| 6114-AT-002 |  | 6114-AD-002 | ANALYZER - MOISTURE |  |  | AIRH | DCS | Field |  |  |  |  | - |  |  | IS | 4503-VZ-DM-T61142006 |  |  |  | 6114-AT-002/6190-DSB-005 | [28 empty] | 6190-DSB-005 |  |  |  |  | 18 | 1
| 6114-FT-201 |  | 6114-FD-201 | FLOW TRANSMITTER - CORIOLIS |  |  | AIRH | DCS | Field |  |  |  |  | 230 VAC |  |  | IS | 4503-VZ-DM-T61142002 |  |  |  | 6114-FT-201/6190-DSB-005 | [28 empty] | 6190-DSB-005 |  |  |  |  | 18 | 2
| 6114-FT-214 |  | 6114-FD-214 | FLOW TRANSMITTER - VORTEX |  |  | AIRH | DCS | Field | [7 empty] | IS | 4503-VZ-DM-T61142004 |  |  |  | 6114-FT-214/6190-DSB-005 | [28 empty] | 6190-DSB-005 |  |  |  |  | 18 | 3
| 6114-LT-301 |  | 6114-LD-301 | LEVEL TRANSMITTER - dP |  |  | AIRH | DCS | Field | [7 empty] | IS | 4503-VZ-DM-T61142005 | 61-A-1419A |  |  | 6114-LT-301/6190-DSB-005 | [28 empty] | 6190-DSB-005 |  |  |  |  | 18 | 4
| 6114-LT-305 |  | 6114-LD-305 | LEVEL TRANSMITTER - dP |  |  | AIRH | DCS | Field | [7 empty] | IS | 4503-VZ-DM-T61142006 | 61-A-1419B |  |  | 6114-LT-305/6190-DSB-005 | [28 empty] | 6190-DSB-005 |  |  |  |  | 19 | 1
| 6114-TT-601 |  | 6114-TD-601 | TEMPERATURE TRANSM. - HEAD MOUNT |  |  | AIRH | DCS | Field | [7 empty] | IS | 4503-VZ-DM-T61142001 |  |  |  | 6114-TT-601/6190-DSB-005 | [28 empty] | 6190-DSB-005 |  |  |  |  | 19 | 2
| 6121-XZSC-808 |  | 6121-XD-808 | LIMIT SWITCH - CLOSE |  |  | DIR | DCS | Field | [7 empty] | IS | 4503-VZ-DM-T61212018 |  |  |  | 6121-XZSC-808/6190-DSB-005 | [28 empty] | 6190-DSB-005 |  |  |  |  | 19 | 3
| 6121-XZSO-808 |  | 6121-XD-808 | LIMIT SWITCH - OPEN |  |  | DIR | DCS | Field | [7 empty] | IS | 4503-VZ-DM-T61212018 |  |  |  | 6121-XZSO-808/6190-DSB-005 | [28 empty] | 6190-DSB-005 |  |  |  |  | 19 | 4
| 6121-PT-505 |  | 6121-XD-808 | PRESSURE TRANSMITTER |  |  | AIRH | DCS | Field | [7 empty] | IS | 4503-VZ-DM-T61212018 | 6121-XV-808 |  |  | 6121-PT-505/6190-DSB-005 | [28 empty] | 6190-DSB-005 |  |  |  |  | 20 | 1
| 6121-XZSC-809 |  | 6121-XD-809 | LIMIT SWITCH - CLOSE |  |  | DIR | DCS | Field | [7 empty] | IS | 4503-VZ-DM-T61212018 |  |  |  | 6121-XZSC-809/6190-DSB-005 | [28 empty] | 6190-DSB-005 |  |  |  |  | 20 | 2
| 6121-XZSO-809 |  | 6121-XD-809 | LIMIT SWITCH - OPEN |  |  | DIR | DCS | Field | [7 empty] | IS | 4503-VZ-DM-T61212018 |  |  |  | 6121-XZSO-809/6190-DSB-005 | [28 empty] | 6190-DSB-005 |  |  |  |  | 20 | 3
| 6121-PT-509 |  | 6121-XD-809 | PRESSURE TRANSMITTER |  |  | AIRH | DCS | Field | [7 empty] | IS | 4503-VZ-DM-T61212018 | 6121-XV-809 |  |  | 6121-PT-509/6190-DSB-005 | [28 empty] | 6190-DSB-005 |  |  |  |  | 20 | 4
| 6699-AT-051 |  | 6699-AD-051 | ANALYZER - HC (IR TYPE) |  |  | AIRH | DCS | Field |  |  |  |  | 24 VDC |  |  | NIS | 4503-WZ-DM-T66992002 |  |  |  | 6699-AT-051/6190-DSB-005 | [28 empty] | 6190-DSB-005 |  |  |  |  | 21 | 1
| SPARE | [49 empty] | 6190-DSB-005 |  |  |  |  | 21 | 2
| SPARE | [49 empty] | 6190-DSB-005 |  |  |  |  | 21 | 3
| SPARE | [49 empty] | 6190-DSB-005 |  |  |  |  | 21 | 4
| SPARE | [49 empty] | 6190-DSB-005 |  |  |  |  | 22 | 1
| SPARE | [49 empty] | 6190-DSB-005 |  |  |  |  | 22 | 2
| SPARE | [49 empty] | 6190-DSB-005 |  |  |  |  | 22 | 3
| SPARE | [49 empty] | 6190-DSB-005 |  |  |  |  | 22 | 4
| SPARE | [49 empty] | 6190-DSB-005 |  |  |  |  | 23 | 1
| SPARE | [49 empty] | 6190-DSB-005 |  |  |  |  | 23 | 2
| SPARE | [49 empty] | 6190-DSB-005 |  |  |  |  | 23 | 3
| SPARE | [49 empty] | 6190-DSB-005 |  |  |  |  | 23 | 4
| SPARE | [49 empty] | 6190-DSB-005 |  |  |  |  | 24 | 1
| SPARE | [49 empty] | 6190-DSB-005 |  |  |  |  | 24 | 2
| SPARE | [49 empty] | 6190-DSB-005 |  |  |  |  | 24 | 3
| SPARE | [49 empty] | 6190-DSB-005 |  |  |  |  | 24 | 4
| 6110-TT-605A |  | 6110-TD-605A | TEMPERATURE TRANSM. - HEAD MOUNT |  |  | AIRH | DCS | Field | [7 empty] | IS | 4503-VZ-DM-T61102005 | 61-A-1004A |  | 6110-TD-605_G1 | 6110-TT-605A/6190-DSB-006 | [28 empty] | 6190-DSB-006 |  |  |  |  | 1 | 1
| 6110-TT-608A |  | 6110-TD-608A | TEMPERATURE TRANSM. - HEAD MOUNT |  |  | AIRH | DCS | Field | [7 empty] | IS | 4503-VZ-DM-T61102006 | 61-A-1004B |  | 6110-TD-608_G1 | 6110-TT-608A/6190-DSB-006 | [28 empty] | 6190-DSB-006 |  |  |  |  | 1 | 2
| 6110-TT-617A |  | 6110-TD-617A | TEMPERATURE TRANSM. - HEAD MOUNT |  |  | AIRH | DCS | Field | [7 empty] | IS | 4503-VZ-DM-T61102012 | 61-A-1030B |  | 6110-TD-617_G1 | 6110-TT-617A/6190-DSB-006 | [28 empty] | 6190-DSB-006 |  |  |  |  | 1 | 3
| 6114-TT-611A |  | 6114-TD-611A | TEMPERATURE TRANSM. - HEAD MOUNT |  |  | AIRH | DCS | Field | [7 empty] | IS | 4503-VZ-DM-T61142006 | 61-A-1419B |  | 6114-TD-611_G1 | 6114-TT-611A/6190-DSB-006 | [28 empty] | 6190-DSB-006 |  |  |  |  | 1 | 4
| 6110-TT-605B |  | 6110-TD-605B | TEMPERATURE TRANSM. - HEAD MOUNT |  |  | AIRH | DCS | Field | [7 empty] | IS | 4503-VZ-DM-T61102005 | 61-A-1004A |  | 6110-TD-605_G2 | 6110-TT-605B/6190-DSB-006 | [28 empty] | 6190-DSB-006 |  |  |  |  | 2 | 1
| 6110-TT-608B |  | 6110-TD-608B | TEMPERATURE TRANSM. - HEAD MOUNT |  |  | AIRH | DCS | Field | [7 empty] | IS | 4503-VZ-DM-T61102006 | 61-A-1004B |  | 6110-TD-608_G2 | 6110-TT-608B/6190-DSB-006 | [28 empty] | 6190-DSB-006 |  |  |  |  | 2 | 2
| 6110-TT-615B |  | 6110-TD-615B | TEMPERATURE TRANSM. - HEAD MOUNT |  |  | AIRH | DCS | Field | [7 empty] | IS | 4503-VZ-DM-T61102011 | 61-A-1030A |  | 6110-TD-615_G2 | 6110-TT-615B/6190-DSB-006 | [28 empty] | 6190-DSB-006 |  |  |  |  | 2 | 3
| 6110-TT-617B |  | 6110-TD-617B | TEMPERATURE TRANSM. - HEAD MOUNT |  |  | AIRH | DCS | Field | [7 empty] | IS | 4503-VZ-DM-T61102012 | 61-A-1030B |  | 6110-TD-617_G2 | 6110-TT-617B/6190-DSB-006 | [28 empty] | 6190-DSB-006 |  |  |  |  | 2 | 4
| 6110-TT-605C |  | 6110-TD-605C | TEMPERATURE TRANSM. - HEAD MOUNT |  |  | AIRH | DCS | Field | [7 empty] | IS | 4503-VZ-DM-T61102005 | 61-A-1004A |  | 6110-TD-605_G3 | 6110-TT-605C/6190-DSB-006 | [28 empty] | 6190-DSB-006 |  |  |  |  | 3 | 1
| 6110-TT-608C |  | 6110-TD-608C | TEMPERATURE TRANSM. - HEAD MOUNT |  |  | AIRH | DCS | Field | [7 empty] | IS | 4503-VZ-DM-T61102006 | 61-A-1004B |  | 6110-TD-608_G3 | 6110-TT-608C/6190-DSB-006 | [28 empty] | 6190-DSB-006 |  |  |  |  | 3 | 2
| 6110-TT-615C |  | 6110-TD-615C | TEMPERATURE TRANSM. - HEAD MOUNT |  |  | AIRH | DCS | Field | [7 empty] | IS | 4503-VZ-DM-T61102011 | 61-A-1030A |  | 6110-TD-615_G3 | 6110-TT-615C/6190-DSB-006 | [28 empty] | 6190-DSB-006 |  |  |  |  | 3 | 3
| 6110-TT-617C |  | 6110-TD-617C | TEMPERATURE TRANSM. - HEAD MOUNT |  |  | AIRH | DCS | Field | [7 empty] | IS | 4503-VZ-DM-T61102012 | 61-A-1030B |  | 6110-TD-617_G3 | 6110-TT-617C/6190-DSB-006 | [28 empty] | 6190-DSB-006 |  |  |  |  | 3 | 4
| 6110-TT-605D |  | 6110-TD-605D | TEMPERATURE TRANSM. - HEAD MOUNT |  |  | AIRH | DCS | Field | [7 empty] | IS | 4503-VZ-DM-T61102005 | 61-A-1004A |  | 6110-TD-605_G4 | 6110-TT-605D/6190-DSB-006 | [28 empty] | 6190-DSB-006 |  |  |  |  | 4 | 1
| 6110-TT-608D |  | 6110-TD-608D | TEMPERATURE TRANSM. - HEAD MOUNT |  |  | AIRH | DCS | Field | [7 empty] | IS | 4503-VZ-DM-T61102006 | 61-A-1004B |  | 6110-TD-608_G4 | 6110-TT-608D/6190-DSB-006 | [28 empty] | 6190-DSB-006 |  |  |  |  | 4 | 2
| 6110-TT-615D |  | 6110-TD-615D | TEMPERATURE TRANSM. - HEAD MOUNT |  |  | AIRH | DCS | Field | [7 empty] | IS | 4503-VZ-DM-T61102011 | 61-A-1030A |  | 6110-TD-615_G4 | 6110-TT-615D/6190-DSB-006 | [28 empty] | 6190-DSB-006 |  |  |  |  | 4 | 3
| 6110-TT-617D |  | 6110-TD-617D | TEMPERATURE TRANSM. - HEAD MOUNT |  |  | AIRH | DCS | Field | [7 empty] | IS | 4503-VZ-DM-T61102012 | 61-A-1030B |  | 6110-TD-617_G4 | 6110-TT-617D/6190-DSB-006 | [28 empty] | 6190-DSB-006 |  |  |  |  | 4 | 4
| 6110-TT-605E |  | 6110-TD-605E | TEMPERATURE TRANSM. - HEAD MOUNT |  |  | AIRH | DCS | Field | [7 empty] | IS | 4503-VZ-DM-T61102005 | 61-A-1004A |  | 6110-TD-605_G5 | 6110-TT-605E/6190-DSB-006 | [28 empty] | 6190-DSB-006 |  |  |  |  | 5 | 1
| 6110-TT-608E |  | 6110-TD-608E | TEMPERATURE TRANSM. - HEAD MOUNT |  |  | AIRH | DCS | Field | [7 empty] | IS | 4503-VZ-DM-T61102006 | 61-A-1004B |  | 6110-TD-608_G5 | 6110-TT-608E/6190-DSB-006 | [28 empty] | 6190-DSB-006 |  |  |  |  | 5 | 2
| 6110-TT-617E |  | 6110-TD-617E | TEMPERATURE TRANSM. - HEAD MOUNT |  |  | AIRH | DCS | Field | [7 empty] | IS | 4503-VZ-DM-T61102012 | 61-A-1030B |  | 6110-TD-617_G5 | 6110-TT-617E/6190-DSB-006 | [28 empty] | 6190-DSB-006 |  |  |  |  | 5 | 3
| 3144-FY-224 |  | 3144-FD-224 | E/P POSITIONER |  |  | AORH | DCS | Field | [7 empty] | IS | 4503-VZ-DM-T31442010 |  |  |  | 3144-FY-224/6190-DSB-006 | [28 empty] | 6190-DSB-006 |  |  |  |  | 5 | 4
| 6110-TT-605F |  | 6110-TD-605F | TEMPERATURE TRANSM. - HEAD MOUNT |  |  | AIRH | DCS | Field | [7 empty] | IS | 4503-VZ-DM-T61102005 | 61-A-1004A |  | 6110-TD-605_G6 | 6110-TT-605F/6190-DSB-006 | [28 empty] | 6190-DSB-006 |  |  |  |  | 6 | 1
| 6110-TT-608F |  | 6110-TD-608F | TEMPERATURE TRANSM. - HEAD MOUNT |  |  | AIRH | DCS | Field | [7 empty] | IS | 4503-VZ-DM-T61102006 | 61-A-1004B |  | 6110-TD-608_G6 | 6110-TT-608F/6190-DSB-006 | [28 empty] | 6190-DSB-006 |  |  |  |  | 6 | 2
| 6110-TT-615F |  | 6110-TD-615F | TEMPERATURE TRANSM. - HEAD MOUNT |  |  | AIRH | DCS | Field | [7 empty] | IS | 4503-VZ-DM-T61102011 | 61-A-1030A |  | 6110-TD-615_G6 | 6110-TT-615F/6190-DSB-006 | [28 empty] | 6190-DSB-006 |  |  |  |  | 6 | 3
| 6110-TT-617F |  | 6110-TD-617F | TEMPERATURE TRANSM. - HEAD MOUNT |  |  | AIRH | DCS | Field | [7 empty] | IS | 4503-VZ-DM-T61102012 | 61-A-1030B |  | 6110-TD-617_G6 | 6110-TT-617F/6190-DSB-006 | [28 empty] | 6190-DSB-006 |  |  |  |  | 6 | 4
| 6114-TT-608B |  | 6114-TD-608B | TEMPERATURE TRANSM. - HEAD MOUNT |  |  | AIRH | DCS | Field | [7 empty] | IS | 4503-VZ-DM-T61142005 | 61-A-1419A |  | 6114-TD-608_G2 | 6114-TT-608B/6190-DSB-006 | [28 empty] | 6190-DSB-006 |  |  |  |  | 7 | 1
| 3144-FY-225 |  | 3144-FD-225 | E/P POSITIONER |  |  | AORH | DCS | Field | [7 empty] | IS | 4503-VZ-DM-T31442010 |  |  |  | 3144-FY-225/6190-DSB-006 | [28 empty] | 6190-DSB-006 |  |  |  |  | 7 | 2
| 3144-FY-227 |  | 3144-FD-227 | E/P POSITIONER |  |  | AORH | DCS | Field | [7 empty] | IS | 4503-VZ-DM-T31442010 |  |  |  | 3144-FY-227/6190-DSB-006 | [28 empty] | 6190-DSB-006 |  |  |  |  | 7 | 3
| 6110-XZSC-807 |  | 6110-XD-807 | LIMIT SWITCH - CLOSE |  |  | DIR | DCS | Field | [7 empty] | IS | 4503-VZ-DM-T61102011 |  |  |  | 6110-XZSC-807/6190-DSB-006 | [28 empty] | 6190-DSB-006 |  |  |  |  | 7 | 4
| 6114-TT-608C |  | 6114-TD-608C | TEMPERATURE TRANSM. - HEAD MOUNT |  |  | AIRH | DCS | Field | [7 empty] | IS | 4503-VZ-DM-T61142005 | 61-A-1419A |  | 6114-TD-608_G3 | 6114-TT-608C/6190-DSB-006 | [28 empty] | 6190-DSB-006 |  |  |  |  | 8 | 1
| 6110-XZSO-807 |  | 6110-XD-807 | LIMIT SWITCH - OPEN |  |  | DIR | DCS | Field | [7 empty] | IS | 4503-VZ-DM-T61102011 |  |  |  | 6110-XZSO-807/6190-DSB-006 | [28 empty] | 6190-DSB-006 |  |  |  |  | 8 | 2
| 6110-LT-307 |  | 6110-LD-307 | LEVEL TRANSMITTER - dP |  |  | AIRH | DCS | Field | [7 empty] | IS | 4503-VZ-DM-T61102005 | 61-A-1004A |  |  | 6110-LT-307/6190-DSB-006 | [28 empty] | 6190-DSB-006 |  |  |  |  | 8 | 3
| 6110-LT-309 |  | 6110-LD-309 | LEVEL TRANSMITTER - dP |  |  | AIRH | DCS | Field | [7 empty] | IS | 4503-VZ-DM-T61102011 | 61-A-1030A |  |  | 6110-LT-309/6190-DSB-006 | [28 empty] | 6190-DSB-006 |  |  |  |  | 8 | 4
| 6114-TT-611B |  | 6114-TD-611B | TEMPERATURE TRANSM. - HEAD MOUNT |  |  | AIRH | DCS | Field | [7 empty] | IS | 4503-VZ-DM-T61142006 | 61-A-1419B |  | 6114-TD-611_G1 | 6114-TT-611B/6190-DSB-006 | [28 empty] | 6190-DSB-006 |  |  |  |  | 9 | 1
| 6114-TT-611C |  | 6114-TD-611C | TEMPERATURE TRANSM. - HEAD MOUNT |  |  | AIRH | DCS | Field | [7 empty] | IS | 4503-VZ-DM-T61142006 | 61-A-1419B |  | 6114-TD-611_G1 | 6114-TT-611C/6190-DSB-006 | [28 empty] | 6190-DSB-006 |  |  |  |  | 9 | 2
| 6110-LT-310 |  | 6110-LD-310 | LEVEL TRANSMITTER - dP |  |  | AIRH | DCS | Field | [7 empty] | IS | 4503-VZ-DM-T61102012 | 61-A-1030B |  |  | 6110-LT-310/6190-DSB-006 | [28 empty] | 6190-DSB-006 |  |  |  |  | 9 | 3
| 6110-PT-416 |  | 6110-PD-416 | PRESSURE TRANSMITTER |  |  | AIRH | DCS | Field | [7 empty] | IS | 4503-VZ-DM-T61102005 |  |  |  | 6110-PT-416/6190-DSB-006 | [28 empty] | 6190-DSB-006 |  |  |  |  | 9 | 4
| 6121-TT-605A |  | 6121-TD-605A | TEMPERATURE TRANSM. - HEAD MOUNT |  |  | AIRH | DCS | Field | [7 empty] | IS | 4503-VZ-DM-T61212011 | 61-A-2108B |  | ETH_T1/6121-TD-605_G1 | 6121-TT-605A/6190-DSB-006 | [28 empty] | 6190-DSB-006 |  |  |  |  | 10 | 1
| 6121-TT-606A |  | 6121-TD-606A | TEMPERATURE TRANSM. - HEAD MOUNT |  |  | AIRH | DCS | Field | [7 empty] | IS | 4503-VZ-DM-T61212013 | 61-A-2103B |  | ETH_T1/6121-TD-606_G1 | 6121-TT-606A/6190-DSB-006 | [28 empty] | 6190-DSB-006 |  |  |  |  | 10 | 2
| 6121-TT-619A |  | 6121-TD-619A | TEMPERATURE TRANSM. - HEAD MOUNT |  |  | AIRH | DCS | Field | [7 empty] | IS | 4503-VZ-DM-T61212003 | 61-A-2113 |  | ETH_T1/6121-TD-619_G1 | 6121-TT-619A/6190-DSB-006 | [28 empty] | 6190-DSB-006 |  |  |  |  | 10 | 3
| 6121-FT-207 |  | 6121-FD-207 | FLOW TRANSMITTER - INTEGRAL ORIFICE |  |  | AIRH | DCS | Field | [7 empty] | IS | 4503-VZ-DM-T61212008 |  |  | ETH_T1 | 6121-FT-207/6190-DSB-006 | [28 empty] | 6190-DSB-006 |  |  |  |  | 10 | 4
| 6121-TT-605B |  | 6121-TD-605B | TEMPERATURE TRANSM. - HEAD MOUNT |  |  | AIRH | DCS | Field | [7 empty] | IS | 4503-VZ-DM-T61212011 | 61-A-2108B |  | ETH_T1/6121-TD-605_G2 | 6121-TT-605B/6190-DSB-006 | [28 empty] | 6190-DSB-006 |  |  |  |  | 11 | 1
| 6121-TT-606B |  | 6121-TD-606B | TEMPERATURE TRANSM. - HEAD MOUNT |  |  | AIRH | DCS | Field | [7 empty] | IS | 4503-VZ-DM-T61212013 | 61-A-2103B |  | ETH_T1/6121-TD-606_G2 | 6121-TT-606B/6190-DSB-006 | [28 empty] | 6190-DSB-006 |  |  |  |  | 11 | 2
| 6121-TT-619B |  | 6121-TD-619B | TEMPERATURE TRANSM. - HEAD MOUNT |  |  | AIRH | DCS | Field | [7 empty] | IS | 4503-VZ-DM-T61212003 | 61-A-2113 |  | ETH_T1/6121-TD-619_G2 | 6121-TT-619B/6190-DSB-006 | [28 empty] | 6190-DSB-006 |  |  |  |  | 11 | 3
| 6110-PT-417 |  | 6110-PD-417 | PRESSURE TRANSMITTER |  |  | AIRH | DCS | Field | [7 empty] | IS | 4503-VZ-DM-T61102006 |  |  |  | 6110-PT-417/6190-DSB-006 | [28 empty] | 6190-DSB-006 |  |  |  |  | 11 | 4
| 6121-TT-605C |  | 6121-TD-605C | TEMPERATURE TRANSM. - HEAD MOUNT |  |  | AIRH | DCS | Field | [7 empty] | IS | 4503-VZ-DM-T61212011 | 61-A-2108B |  | ETH_T1/6121-TD-605_G3 | 6121-TT-605C/6190-DSB-006 | [28 empty] | 6190-DSB-006 |  |  |  |  | 12 | 1
| 6121-TT-606C |  | 6121-TD-606C | TEMPERATURE TRANSM. - HEAD MOUNT |  |  | AIRH | DCS | Field | [7 empty] | IS | 4503-VZ-DM-T61212013 | 61-A-2103B |  | ETH_T1/6121-TD-606_G3 | 6121-TT-606C/6190-DSB-006 | [28 empty] | 6190-DSB-006 |  |  |  |  | 12 | 2
| 6121-TT-619C |  | 6121-TD-619C | TEMPERATURE TRANSM. - HEAD MOUNT |  |  | AIRH | DCS | Field | [7 empty] | IS | 4503-VZ-DM-T61212003 | 61-A-2113 |  | ETH_T1/6121-TD-619_G3 | 6121-TT-619C/6190-DSB-006 | [28 empty] | 6190-DSB-006 |  |  |  |  | 12 | 3
| 6110-PT-418 |  | 6110-PD-418 | PRESSURE TRANSMITTER |  |  | AIRH | DCS | Field | [7 empty] | IS | 4503-VZ-DM-T61102011 |  |  |  | 6110-PT-418/6190-DSB-006 | [28 empty] | 6190-DSB-006 |  |  |  |  | 12 | 4
| 6121-TT-605D |  | 6121-TD-605D | TEMPERATURE TRANSM. - HEAD MOUNT |  |  | AIRH | DCS | Field | [7 empty] | IS | 4503-VZ-DM-T61212011 | 61-A-2108B |  | ETH_T1/6121-TD-605_G4 | 6121-TT-605D/6190-DSB-006 | [28 empty] | 6190-DSB-006 |  |  |  |  | 13 | 1
| 6121-TT-606D |  | 6121-TD-606D | TEMPERATURE TRANSM. - HEAD MOUNT |  |  | AIRH | DCS | Field | [7 empty] | IS | 4503-VZ-DM-T61212013 | 61-A-2103B |  | ETH_T1/6121-TD-606_G4 | 6121-TT-606D/6190-DSB-006 | [28 empty] | 6190-DSB-006 |  |  |  |  | 13 | 2
| 6110-PT-419 |  | 6110-PD-419 | PRESSURE TRANSMITTER |  |  | AIRH | DCS | Field | [7 empty] | IS | 4503-VZ-DM-T61102012 |  |  |  | 6110-PT-419/6190-DSB-006 | [28 empty] | 6190-DSB-006 |  |  |  |  | 13 | 3
| 6110-TT-616 |  | 6110-TD-616 | TEMPERATURE TRANSM. - HEAD MOUNT |  |  | AIRH | DCS | Field | [7 empty] | IS | 4503-VZ-DM-T61102011 |  |  |  | 6110-TT-616/6190-DSB-006 | [28 empty] | 6190-DSB-006 |  |  |  |  | 13 | 4
| 6121-TT-612E |  | 6121-TD-612E | TEMPERATURE TRANSM. - HEAD MOUNT |  |  | AIRH | DCS | Field | [7 empty] | IS | 4503-VZ-DM-T61212207 | 61-A-2122 |  | ETH_T2/6121-TD-612_G5 | 6121-TT-612E/6190-DSB-006 | [28 empty] | 6190-DSB-006 |  |  |  |  | 14 | 1
| 6121-FT-201 |  | 6121-FD-201 | FLOW TRANSMITTER - INTEGRAL ORIFICE |  |  | AIRH | DCS | Field | [7 empty] | IS | 4503-VZ-DM-T61212208 |  |  | ETH_T2 | 6121-FT-201/6190-DSB-006 | [28 empty] | 6190-DSB-006 |  |  |  |  | 14 | 2
| 6121-XZSC-823 |  | 6121-XZ-823 | LIMIT SWITCH - CLOSE |  |  | DIR | DCS | Field | [7 empty] | IS | 4503-VZ-DM-T61212208 |  |  | ETH_T2 | 6121-XZSC-823/6190-DSB-006 | [28 empty] | 6190-DSB-006 |  |  |  |  | 14 | 3
| 6121-XZSO-823 |  | 6121-XZ-823 | LIMIT SWITCH - OPEN |  |  | DIR | DCS | Field | [7 empty] | IS | 4503-VZ-DM-T61212208 |  |  | ETH_T2 | 6121-XZSO-823/6190-DSB-006 | [28 empty] | 6190-DSB-006 |  |  |  |  | 14 | 4
| 6121-TT-612F |  | 6121-TD-612F | TEMPERATURE TRANSM. - HEAD MOUNT |  |  | AIRH | DCS | Field | [7 empty] | IS | 4503-VZ-DM-T61212207 | 61-A-2122 |  | ETH_T2/6121-TD-612_G6 | 6121-TT-612F/6190-DSB-006 | [28 empty] | 6190-DSB-006 |  |  |  |  | 15 | 1
| 6121-XZSC-833 |  | 6121-XZ-833 | LIMIT SWITCH - CLOSE |  |  | DIR | DCS | Field | [7 empty] | IS | 4503-VZ-DM-T61212208 |  |  | ETH_T2 | 6121-XZSC-833/6190-DSB-006 | [28 empty] | 6190-DSB-006 |  |  |  |  | 15 | 2
| 6121-XZSO-833 |  | 6121-XZ-833 | LIMIT SWITCH - OPEN |  |  | DIR | DCS | Field | [7 empty] | IS | 4503-VZ-DM-T61212208 |  |  | ETH_T2 | 6121-XZSO-833/6190-DSB-006 | [28 empty] | 6190-DSB-006 |  |  |  |  | 15 | 3
| 6110-TT-618 |  | 6110-TD-618 | TEMPERATURE TRANSM. - HEAD MOUNT |  |  | AIRH | DCS | Field | [7 empty] | IS | 4503-VZ-DM-T61102012 |  |  |  | 6110-TT-618/6190-DSB-006 | [28 empty] | 6190-DSB-006 |  |  |  |  | 15 | 4
| 6121-TT-616A |  | 6121-TD-616A | TEMPERATURE TRANSM. - HEAD MOUNT |  |  | AIRH | DCS | Field | [7 empty] | IS | 4503-VZ-DM-T61212211 | 61-A-2108D |  | ETH_T2/6121-TD-616_G1 | 6121-TT-616A/6190-DSB-006 | [28 empty] | 6190-DSB-006 |  |  |  |  | 16 | 1
| 6121-TT-616B |  | 6121-TD-616B | TEMPERATURE TRANSM. - HEAD MOUNT |  |  | AIRH | DCS | Field | [7 empty] | IS | 4503-VZ-DM-T61212211 | 61-A-2108D |  | ETH_T2/6121-TD-616_G1 | 6121-TT-616B/6190-DSB-006 | [28 empty] | 6190-DSB-006 |  |  |  |  | 16 | 2
| 6121-TT-616C |  | 6121-TD-616C | TEMPERATURE TRANSM. - HEAD MOUNT |  |  | AIRH | DCS | Field | [7 empty] | IS | 4503-VZ-DM-T61212211 | 61-A-2108D |  | ETH_T2/6121-TD-616_G1 | 6121-TT-616C/6190-DSB-006 | [28 empty] | 6190-DSB-006 |  |  |  |  | 16 | 3
| 6121-TT-616D |  | 6121-TD-616D | TEMPERATURE TRANSM. - HEAD MOUNT |  |  | AIRH | DCS | Field | [7 empty] | IS | 4503-VZ-DM-T61212211 | 61-A-2108D |  | ETH_T2/6121-TD-616_G1 | 6121-TT-616D/6190-DSB-006 | [28 empty] | 6190-DSB-006 |  |  |  |  | 16 | 4
| 6121-TT-621A |  | 6121-TD-621A | TEMPERATURE TRANSM. - HEAD MOUNT |  |  | AIRH | DCS | Field | [7 empty] | IS | 4503-VZ-DM-T61212203 | 61-A-2123 |  | ETH_T2/6121-TD-621_G1 | 6121-TT-621A/6190-DSB-006 | [28 empty] | 6190-DSB-006 |  |  |  |  | 17 | 1
| 6110-XZSC-803 |  | 6110-XD-803 | LIMIT SWITCH - CLOSE |  |  | DIR | DCS | Field | [7 empty] | IS | 4503-VZ-DM-T61102005 |  |  |  | 6110-XZSC-803/6190-DSB-006 | [28 empty] | 6190-DSB-006 |  |  |  |  | 17 | 2
| 6110-XZSO-803 |  | 6110-XD-803 | LIMIT SWITCH - OPEN |  |  | DIR | DCS | Field | [7 empty] | IS | 4503-VZ-DM-T61102005 |  |  |  | 6110-XZSO-803/6190-DSB-006 | [28 empty] | 6190-DSB-006 |  |  |  |  | 17 | 3
| 6110-XZSC-804 |  | 6110-XD-804 | LIMIT SWITCH - CLOSE |  |  | DIR | DCS | Field | [7 empty] | IS | 4503-VZ-DM-T61102005 |  |  |  | 6110-XZSC-804/6190-DSB-006 | [28 empty] | 6190-DSB-006 |  |  |  |  | 17 | 4
| 6121-TT-621B |  | 6121-TD-621B | TEMPERATURE TRANSM. - HEAD MOUNT |  |  | AIRH | DCS | Field | [7 empty] | IS | 4503-VZ-DM-T61212203 | 61-A-2123 |  | ETH_T2/6121-TD-621_G2 | 6121-TT-621B/6190-DSB-006 | [28 empty] | 6190-DSB-006 |  |  |  |  | 18 | 1
| 6110-XZSO-804 |  | 6110-XD-804 | LIMIT SWITCH - OPEN |  |  | DIR | DCS | Field | [7 empty] | IS | 4503-VZ-DM-T61102005 |  |  |  | 6110-XZSO-804/6190-DSB-006 | [28 empty] | 6190-DSB-006 |  |  |  |  | 18 | 2
| 6110-XZSC-805 |  | 6110-XD-805 | LIMIT SWITCH - CLOSE |  |  | DIR | DCS | Field | [7 empty] | IS | 4503-VZ-DM-T61102006 |  |  |  | 6110-XZSC-805/6190-DSB-006 | [28 empty] | 6190-DSB-006 |  |  |  |  | 18 | 3
| 6110-XZSO-805 |  | 6110-XD-805 | LIMIT SWITCH - OPEN |  |  | DIR | DCS | Field | [7 empty] | IS | 4503-VZ-DM-T61102006 |  |  |  | 6110-XZSO-805/6190-DSB-006 | [28 empty] | 6190-DSB-006 |  |  |  |  | 18 | 4
| 6121-TT-621C |  | 6121-TD-621C | TEMPERATURE TRANSM. - HEAD MOUNT |  |  | AIRH | DCS | Field | [7 empty] | IS | 4503-VZ-DM-T61212203 | 61-A-2123 |  | ETH_T2/6121-TD-621_G3 | 6121-TT-621C/6190-DSB-006 | [28 empty] | 6190-DSB-006 |  |  |  |  | 19 | 1
| 6110-XZSC-809 |  | 6110-XD-809 | LIMIT SWITCH - CLOSE |  |  | DIR | DCS | Field | [7 empty] | IS | 4503-VZ-DM-T61102012 |  |  |  | 6110-XZSC-809/6190-DSB-006 | [28 empty] | 6190-DSB-006 |  |  |  |  | 19 | 2
| 6110-XZSO-809 |  | 6110-XD-809 | LIMIT SWITCH - OPEN |  |  | DIR | DCS | Field | [7 empty] | IS | 4503-VZ-DM-T61102012 |  |  |  | 6110-XZSO-809/6190-DSB-006 | [28 empty] | 6190-DSB-006 |  |  |  |  | 19 | 3
| 6114-PT-405 |  | 6114-PD-405 | PRESSURE TRANSMITTER |  |  | AIRH | DCS | Field | [7 empty] | IS | 4503-VZ-DM-T61142006 |  |  |  | 6114-PT-405/6190-DSB-006 | [28 empty] | 6190-DSB-006 |  |  |  |  | 19 | 4
| 6114-PT-450 |  | 6114-PD-450 | PRESSURE TRANSMITTER |  |  | AIRH | DCS | Field | [7 empty] | IS | 4503-VZ-DM-T61142005 |  |  |  | 6114-PT-450/6190-DSB-006 | [28 empty] | 6190-DSB-006 |  |  |  |  | 20 | 1
| 6114-XZSC-805 |  | 6114-XD-805 | LIMIT SWITCH - CLOSE |  |  | DIR | DCS | Field | [7 empty] | IS | 4503-VZ-DM-T61142006 |  |  |  | 6114-XZSC-805/6190-DSB-006 | [28 empty] | 6190-DSB-006 |  |  |  |  | 20 | 2
| 6114-XZSO-805 |  | 6114-XD-805 | LIMIT SWITCH - OPEN |  |  | DIR | DCS | Field | [7 empty] | IS | 4503-VZ-DM-T61142006 |  |  |  | 6114-XZSO-805/6190-DSB-006 | [28 empty] | 6190-DSB-006 |  |  |  |  | 20 | 3
| 6114-XZSC-860 |  | 6114-XD-860 | LIMIT SWITCH - CLOSE |  |  | DIR | DCS | Field | [7 empty] | IS | 4503-VZ-DM-T61142005 |  |  |  | 6114-XZSC-860/6190-DSB-006 | [28 empty] | 6190-DSB-006 |  |  |  |  | 20 | 4
| 6114-XZSO-860 |  | 6114-XD-860 | LIMIT SWITCH - OPEN |  |  | DIR | DCS | Field | [7 empty] | IS | 4503-VZ-DM-T61142005 |  |  |  | 6114-XZSO-860/6190-DSB-006 | [28 empty] | 6190-DSB-006 |  |  |  |  | 21 | 1
| 6121-PT-412 |  | 6121-PD-412 | PRESSURE TRANSMITTER |  |  | AIRH | DCS | Field | [7 empty] | IS | 4503-VZ-DM-T61212020 |  |  |  | 6121-PT-412/6190-DSB-006 | [28 empty] | 6190-DSB-006 |  |  |  |  | 21 | 2
| SPARE | [49 empty] | 6190-DSB-006 |  |  |  |  | 21 | 3
| SPARE | [49 empty] | 6190-DSB-006 |  |  |  |  | 21 | 4
| SPARE | [49 empty] | 6190-DSB-006 |  |  |  |  | 22 | 1
| SPARE | [49 empty] | 6190-DSB-006 |  |  |  |  | 22 | 2
| SPARE | [49 empty] | 6190-DSB-006 |  |  |  |  | 22 | 3
| SPARE | [49 empty] | 6190-DSB-006 |  |  |  |  | 22 | 4
| SPARE | [49 empty] | 6190-DSB-006 |  |  |  |  | 23 | 1
| SPARE | [49 empty] | 6190-DSB-006 |  |  |  |  | 23 | 2
| SPARE | [49 empty] | 6190-DSB-006 |  |  |  |  | 23 | 3
| SPARE | [49 empty] | 6190-DSB-006 |  |  |  |  | 23 | 4
| SPARE | [49 empty] | 6190-DSB-006 |  |  |  |  | 24 | 1
| SPARE | [49 empty] | 6190-DSB-006 |  |  |  |  | 24 | 2
| SPARE | [49 empty] | 6190-DSB-006 |  |  |  |  | 24 | 3
| SPARE | [49 empty] | 6190-DSB-006 |  |  |  |  | 24 | 4
| 6121-XY-801 |  | 6121-XD-801 | SOLENOID VALVE |  |  | DOR | DCS | Field | [7 empty] | NIS | 4503-VZ-DM-T61212008 |  |  | ETH_T1 | 6121-XY-801/6190-DSB-007 | [28 empty] | 6190-DSB-007 |  |  |  |  | 1 | 1
| 6121-XY-803 |  | 6121-XD-803 | SOLENOID VALVE |  |  | DOR | DCS | Field | [7 empty] | NIS | 4503-VZ-DM-T61212010 |  |  | ETH_T1 | 6121-XY-803/6190-DSB-007 | [28 empty] | 6190-DSB-007 |  |  |  |  | 1 | 2
| 6121-XY-804 |  | 6121-XD-804 | SOLENOID VALVE |  |  | DOR | DCS | Field | [7 empty] | NIS | 4503-VZ-DM-T61212014 |  |  | ETH_T1 | 6121-XY-804/6190-DSB-007 | [28 empty] | 6190-DSB-007 |  |  |  |  | 1 | 3
| 6121-HS-110A |  | 6121-XD-807 | HAND SWITCH |  |  | DIR | DCS | Field | [7 empty] | NIS | 4503-VZ-DM-T61212012 |  |  | ETH_T1 | 6121-HS-110A/6190-DSB-007 | [28 empty] | 6190-DSB-007 |  |  |  |  | 1 | 4
| 6121-XY-805 |  | 6121-XD-805 | SOLENOID VALVE |  |  | DOR | DCS | Field | [7 empty] | NIS | 4503-VZ-DM-T61212208 |  |  | ETH_T2 | 6121-XY-805/6190-DSB-007 | [28 empty] | 6190-DSB-007 |  |  |  |  | 2 | 1
| 6121-XY-827 |  | 6121-XD-827 | SOLENOID VALVE |  |  | DOR | DCS | Field | [7 empty] | NIS | 4503-VZ-DM-T61212214 |  |  | ETH_T2 | 6121-XY-827/6190-DSB-007 | [28 empty] | 6190-DSB-007 |  |  |  |  | 2 | 2
| 6110-XY-807 |  | 6110-XD-807 | SOLENOID VALVE |  |  | DOR | DCS | Field | [7 empty] | NIS | 4503-VZ-DM-T61102011 |  |  |  | 6110-XY-807/6190-DSB-007 | [28 empty] | 6190-DSB-007 |  |  |  |  | 2 | 3
| 6110-XY-801 |  | 6110-XD-801 | SOLENOID VALVE |  |  | DOR | DCS | Field | [7 empty] | NIS | 4503-VZ-DM-T61102002 |  |  |  | 6110-XY-801/6190-DSB-007 | [28 empty] | 6190-DSB-007 |  |  |  |  | 2 | 4
| 6121-HS-110B |  | 6121-XD-807 | HAND SWITCH |  |  | DIR | DCS | Field | [7 empty] | NIS | 4503-VZ-DM-T61212012 |  |  | ETH_T1 | 6121-HS-110B/6190-DSB-007 | [28 empty] | 6190-DSB-007 |  |  |  |  | 3 | 1
| 6121-XY-807 |  | 6121-XD-807 | SOLENOID VALVE |  |  | DOR | DCS | Field | [7 empty] | NIS | 4503-VZ-DM-T61212012 |  |  | ETH_T1 | 6121-XY-807/6190-DSB-007 | [28 empty] | 6190-DSB-007 |  |  |  |  | 3 | 2
| 6121-XY-810 |  | 6121-XD-810 | SOLENOID VALVE |  |  | DOR | DCS | Field | [7 empty] | NIS | 4503-VZ-DM-T61212004 |  |  | ETH_T1 | 6121-XY-810/6190-DSB-007 | [28 empty] | 6190-DSB-007 |  |  |  |  | 3 | 3
| 6121-HS-101B |  | 6121-XD-810 | HAND SWITCH |  |  | DIR | DCS | Field | [7 empty] | NIS | 4503-VZ-DM-T61212004 |  |  | ETH_T1 | 6121-HS-101B/6190-DSB-007 | [28 empty] | 6190-DSB-007 |  |  |  |  | 3 | 4
| 6121-HS-101A |  | 6121-XD-810 | HAND SWITCH |  |  | DIR | DCS | Field | [7 empty] | NIS | 4503-VZ-DM-T61212004 |  |  | ETH_T1 | 6121-HS-101A/6190-DSB-007 | [28 empty] | 6190-DSB-007 |  |  |  |  | 4 | 1
| 6110-XY-802 |  | 6110-XD-802 | SOLENOID VALVE |  |  | DOR | DCS | Field | [7 empty] | NIS | 4503-VZ-DM-T61102002 |  |  |  | 6110-XY-802/6190-DSB-007 | [28 empty] | 6190-DSB-007 |  |  |  |  | 4 | 2
| 6110-XY-803 |  | 6110-XD-803 | SOLENOID VALVE |  |  | DOR | DCS | Field | [7 empty] | NIS | 4503-VZ-DM-T61102005 |  |  |  | 6110-XY-803/6190-DSB-007 | [28 empty] | 6190-DSB-007 |  |  |  |  | 4 | 3
| 6110-XY-804 |  | 6110-XD-804 | SOLENOID VALVE |  |  | DOR | DCS | Field | [7 empty] | NIS | 4503-VZ-DM-T61102005 |  |  |  | 6110-XY-804/6190-DSB-007 | [28 empty] | 6190-DSB-007 |  |  |  |  | 4 | 4
| 6110-XY-805 |  | 6110-XD-805 | SOLENOID VALVE |  |  | DOR | DCS | Field | [7 empty] | NIS | 4503-VZ-DM-T61102006 |  |  |  | 6110-XY-805/6190-DSB-007 | [28 empty] | 6190-DSB-007 |  |  |  |  | 5 | 1
| 6110-XY-809 |  | 6110-XD-809 | SOLENOID VALVE |  |  | DOR | DCS | Field | [7 empty] | NIS | 4503-VZ-DM-T61102012 |  |  |  | 6110-XY-809/6190-DSB-007 | [28 empty] | 6190-DSB-007 |  |  |  |  | 5 | 2
| 6110-XY-810 |  | 6110-XD-810 | SOLENOID VALVE |  |  | DOR | DCS | Field | [7 empty] | NIS | 4503-VZ-DM-T61102008 |  |  |  | 6110-XY-810/6190-DSB-007 | [28 empty] | 6190-DSB-007 |  |  |  |  | 5 | 3
| 6110-XY-811 |  | 6110-XD-811 | SOLENOID VALVE |  |  | DOR | DCS | Field | [7 empty] | NIS | 4503-VZ-DM-T61102008 |  |  |  | 6110-XY-811/6190-DSB-007 | [28 empty] | 6190-DSB-007 |  |  |  |  | 5 | 4
| 6114-XY-801 |  | 6114-XD-801 | SOLENOID VALVE |  |  | DOR | DCS | Field | [7 empty] | NIS | 4503-VZ-DM-T61142002 |  |  |  | 6114-XY-801/6190-DSB-007 | [28 empty] | 6190-DSB-007 |  |  |  |  | 6 | 1
| 6114-XY-802 |  | 6114-XD-802 | SOLENOID VALVE |  |  | DOR | DCS | Field | [7 empty] | NIS | 4503-VZ-DM-T61142002 |  |  |  | 6114-XY-802/6190-DSB-007 | [28 empty] | 6190-DSB-007 |  |  |  |  | 6 | 2
| 6114-XY-805 |  | 6114-XD-805 | SOLENOID VALVE |  |  | DOR | DCS | Field | [7 empty] | NIS | 4503-VZ-DM-T61142006 |  |  |  | 6114-XY-805/6190-DSB-007 | [28 empty] | 6190-DSB-007 |  |  |  |  | 6 | 3
| 6114-XY-860 |  | 6114-XD-860 | SOLENOID VALVE |  |  | DOR | DCS | Field | [7 empty] | NIS | 4503-VZ-DM-T61142005 |  |  |  | 6114-XY-860/6190-DSB-007 | [28 empty] | 6190-DSB-007 |  |  |  |  | 6 | 4
| 6121-HS-105A |  | 6121-HD-105 | HAND SWITCH |  |  | DIR | DCS | Field | [7 empty] | NIS | 4503-VZ-DM-T61212019 |  |  |  | 6121-HS-105A/6190-DSB-007 | [28 empty] | 6190-DSB-007 |  |  |  |  | 7 | 1
| 6121-HS-105B |  | 6121-HD-105 | HAND SWITCH |  |  | DIR | DCS | Field | [7 empty] | NIS | 4503-VZ-DM-T61212019 |  |  |  | 6121-HS-105B/6190-DSB-007 | [28 empty] | 6190-DSB-007 |  |  |  |  | 7 | 2
| 6121-XY-808 |  | 6121-XD-808 | SOLENOID VALVE |  |  | DOR | DCS | Field | [7 empty] | NIS | 4503-VZ-DM-T61212018 |  |  |  | 6121-XY-808/6190-DSB-007 | [28 empty] | 6190-DSB-007 |  |  |  |  | 7 | 3
| 6121-XY-809 |  | 6121-XD-809 | SOLENOID VALVE |  |  | DOR | DCS | Field | [7 empty] | NIS | 4503-VZ-DM-T61212018 |  |  |  | 6121-XY-809/6190-DSB-007 | [28 empty] | 6190-DSB-007 |  |  |  |  | 7 | 4
| 6121-XY-817 |  | 6121-XD-817 | SOLENOID VALVE |  |  | DOR | DCS | Field | [7 empty] | NIS | 4503-VZ-DM-T61212018 |  |  |  | 6121-XY-817/6190-DSB-007 | [28 empty] | 6190-DSB-007 |  |  |  |  | 8 | 1
| 6121-XY-818 |  | 6121-XD-818 | SOLENOID VALVE |  |  | DOR | DCS | Field | [7 empty] | NIS | 4503-VZ-DM-T61212018 |  |  |  | 6121-XY-818/6190-DSB-007 | [28 empty] | 6190-DSB-007 |  |  |  |  | 8 | 2
| 6121-XA-927 |  | 6121-XD-927 | HORN |  |  | DOR | DCS | Field | [7 empty] | NIS | 4503-VZ-DM-T61212008 |  |  |  | 6121-XA-927/6190-DSB-007 | [28 empty] | 6190-DSB-007 |  |  |  |  | 8 | 3
| 6121-XA-928 |  | 6121-XD-928 | HORN |  |  | DOR | DCS | Field | [7 empty] | NIS | 4503-VZ-DM-T61212208 |  |  |  | 6121-XA-928/6190-DSB-007 | [28 empty] | 6190-DSB-007 |  |  |  |  | 8 | 4
| 6699-FT-213 |  | 6699-FD-213 | FLOW TRANSMITTER - MAG |  |  | AIRH | DCS | Field |  |  |  |  | 230 VAC |  |  | NIS | 4503-WZ-DM-T66992002 |  |  |  | 6699-FT-213/6190-DSB-007 | [28 empty] | 6190-DSB-007 |  |  |  |  | 9 | 1
| 8919-FSH-221P |  | 8919-FD-221P | FLOW SWITCH - HIGH |  |  | DIR | DCS | Field | [7 empty] | NIS | 4503-SZ-DM-T89192002 | 6110-SS-1001 | SS008000 |  | 8919-FSH-221P/6190-DSB-007 | [28 empty] | 6190-DSB-007 |  |  |  |  | 9 | 2
| 3145-HS-101 |  | 3145-H -101 | HAND SWITCH |  |  | DIR | DCS | Field | [7 empty] | NIS | 4503-VZ-DM-T31452001 |  |  |  | 3145-HS-101/6190-DSB-007 | [28 empty] | 6190-DSB-007 |  |  |  |  | 9 | 3
| SPARE | [49 empty] | 6190-DSB-007 |  |  |  |  | 9 | 4
| SPARE | [49 empty] | 6190-DSB-007 |  |  |  |  | 10 | 1
| SPARE | [49 empty] | 6190-DSB-007 |  |  |  |  | 10 | 2
| SPARE | [49 empty] | 6190-DSB-007 |  |  |  |  | 10 | 3
| SPARE | [49 empty] | 6190-DSB-007 |  |  |  |  | 10 | 4
| SPARE | [49 empty] | 6190-DSB-007 |  |  |  |  | 11 | 1
| SPARE | [49 empty] | 6190-DSB-007 |  |  |  |  | 11 | 2
| SPARE | [49 empty] | 6190-DSB-007 |  |  |  |  | 11 | 3
| SPARE | [49 empty] | 6190-DSB-007 |  |  |  |  | 11 | 4
| SPARE | [49 empty] | 6190-DSB-007 |  |  |  |  | 12 | 1
| SPARE | [49 empty] | 6190-DSB-007 |  |  |  |  | 12 | 2
| SPARE | [49 empty] | 6190-DSB-007 |  |  |  |  | 12 | 3
| SPARE | [49 empty] | 6190-DSB-007 |  |  |  |  | 12 | 4
| SPARE | [49 empty] | 6190-DSB-007 |  |  |  |  | 13 | 1
| SPARE | [49 empty] | 6190-DSB-007 |  |  |  |  | 13 | 2
| SPARE | [49 empty] | 6190-DSB-007 |  |  |  |  | 13 | 3
| SPARE | [49 empty] | 6190-DSB-007 |  |  |  |  | 13 | 4
| SPARE | [49 empty] | 6190-DSB-007 |  |  |  |  | 14 | 1
| SPARE | [49 empty] | 6190-DSB-007 |  |  |  |  | 14 | 2
| SPARE | [49 empty] | 6190-DSB-007 |  |  |  |  | 14 | 3
| SPARE | [49 empty] | 6190-DSB-007 |  |  |  |  | 14 | 4
| SPARE | [49 empty] | 6190-DSB-007 |  |  |  |  | 15 | 1
| SPARE | [49 empty] | 6190-DSB-007 |  |  |  |  | 15 | 2
| SPARE | [49 empty] | 6190-DSB-007 |  |  |  |  | 15 | 3
| SPARE | [49 empty] | 6190-DSB-007 |  |  |  |  | 15 | 4
| SPARE | [49 empty] | 6190-DSB-007 |  |  |  |  | 16 | 1
| SPARE | [49 empty] | 6190-DSB-007 |  |  |  |  | 16 | 2
| SPARE | [49 empty] | 6190-DSB-007 |  |  |  |  | 16 | 3
| SPARE | [49 empty] | 6190-DSB-007 |  |  |  |  | 16 | 4
| SPARE | [49 empty] | 6190-DSB-007 |  |  |  |  | 17 | 1
| SPARE | [49 empty] | 6190-DSB-007 |  |  |  |  | 17 | 2
| SPARE | [49 empty] | 6190-DSB-007 |  |  |  |  | 17 | 3
| SPARE | [49 empty] | 6190-DSB-007 |  |  |  |  | 17 | 4
| SPARE | [49 empty] | 6190-DSB-007 |  |  |  |  | 18 | 1
| SPARE | [49 empty] | 6190-DSB-007 |  |  |  |  | 18 | 2
| SPARE | [49 empty] | 6190-DSB-007 |  |  |  |  | 18 | 3
| SPARE | [49 empty] | 6190-DSB-007 |  |  |  |  | 18 | 4
| SPARE | [49 empty] | 6190-DSB-007 |  |  |  |  | 19 | 1
| SPARE | [49 empty] | 6190-DSB-007 |  |  |  |  | 19 | 2
| SPARE | [49 empty] | 6190-DSB-007 |  |  |  |  | 19 | 3
| SPARE | [49 empty] | 6190-DSB-007 |  |  |  |  | 19 | 4
| SPARE | [49 empty] | 6190-DSB-007 |  |  |  |  | 20 | 1
| SPARE | [49 empty] | 6190-DSB-007 |  |  |  |  | 20 | 2
| SPARE | [49 empty] | 6190-DSB-007 |  |  |  |  | 20 | 3
| SPARE | [49 empty] | 6190-DSB-007 |  |  |  |  | 20 | 4
| SPARE | [49 empty] | 6190-DSB-007 |  |  |  |  | 21 | 1
| SPARE | [49 empty] | 6190-DSB-007 |  |  |  |  | 21 | 2
| SPARE | [49 empty] | 6190-DSB-007 |  |  |  |  | 21 | 3
| SPARE | [49 empty] | 6190-DSB-007 |  |  |  |  | 21 | 4
| SPARE | [49 empty] | 6190-DSB-007 |  |  |  |  | 22 | 1
| SPARE | [49 empty] | 6190-DSB-007 |  |  |  |  | 22 | 2
| SPARE | [49 empty] | 6190-DSB-007 |  |  |  |  | 22 | 3
| SPARE | [49 empty] | 6190-DSB-007 |  |  |  |  | 22 | 4
| SPARE | [49 empty] | 6190-DSB-007 |  |  |  |  | 23 | 1
| SPARE | [49 empty] | 6190-DSB-007 |  |  |  |  | 23 | 2
| SPARE | [49 empty] | 6190-DSB-007 |  |  |  |  | 23 | 3
| SPARE | [49 empty] | 6190-DSB-007 |  |  |  |  | 23 | 4
| SPARE | [49 empty] | 6190-DSB-007 |  |  |  |  | 24 | 1
| SPARE | [49 empty] | 6190-DSB-007 |  |  |  |  | 24 | 2
| SPARE | [49 empty] | 6190-DSB-007 |  |  |  |  | 24 | 3
| SPARE | [49 empty] | 6190-DSB-007 |  |  |  |  | 24 | 4
| 6121-TT-650AP |  | 6121-TD-650AP | TEMPERATURE TRANSM. - HEAD MOUNT |  |  | AIRH | DCS | Field | [7 empty] | IS | 4503-CE-VD-BD087T3261E2104001 | 61-E-2104 |  | 6114-TD-602_G2 | 6121-TT-650AP/6190-DSB-008 | [28 empty] | 6190-DSB-008 |  |  |  |  | 1 | 1
| 6121-TT-650BP |  | 6121-TD-650BP | TEMPERATURE TRANSM. - HEAD MOUNT |  |  | AIRH | DCS | Field | [7 empty] | IS | 4503-CE-VD-BD087T3261E2104001 | 61-E-2104 |  | 6114-TD-602_G2 | 6121-TT-650BP/6190-DSB-008 | [28 empty] | 6190-DSB-008 |  |  |  |  | 1 | 2
| 6121-TT-650CP |  | 6121-TD-650CP | TEMPERATURE TRANSM. - HEAD MOUNT |  |  | AIRH | DCS | Field | [7 empty] | IS | 4503-CE-VD-BD087T3261E2104001 | 61-E-2104 |  | 6114-TD-602_G2 | 6121-TT-650CP/6190-DSB-008 | [28 empty] | 6190-DSB-008 |  |  |  |  | 1 | 3
| 6110-TT-646BP |  | 6110-TD-646BP | TEMPERATURE TRANSM. - HEAD MOUNT |  |  | AIRH | DCS | Field | [7 empty] | IS | SLN-2725-6110-7500141446-D02-0001 | 61-E-1012 | 61-E-1012 | 6110-TD-646_G2 | 6110-TT-646BP/6190-DSB-008 | [28 empty] | 6190-DSB-008 |  |  |  |  | 1 | 4
| 6110-TT-646AP |  | 6110-TD-646AP | TEMPERATURE TRANSM. - HEAD MOUNT |  |  | AIRH | DCS | Field | [7 empty] | IS | SLN-2725-6110-7500141446-D02-0001 | 61-E-1012 | 61-E-1012 | 6110-TD-646_G1 | 6110-TT-646AP/6190-DSB-008 | [28 empty] | 6190-DSB-008 |  |  |  |  | 2 | 1
| 6121-XZSC-817 |  | 6121-XD-817 | LIMIT SWITCH - CLOSE |  |  | DIR | DCS | Field | [7 empty] | IS | 4503-VZ-DM-T61212018 |  |  |  | 6121-XZSC-817/6190-DSB-008 | [28 empty] | 6190-DSB-008 |  |  |  |  | 2 | 2
| 6121-XZSO-817 |  | 6121-XD-817 | LIMIT SWITCH - OPEN |  |  | DIR | DCS | Field | [7 empty] | IS | 4503-VZ-DM-T61212018 |  |  |  | 6121-XZSO-817/6190-DSB-008 | [28 empty] | 6190-DSB-008 |  |  |  |  | 2 | 3
| 6121-XZSC-818 |  | 6121-XD-818 | LIMIT SWITCH - CLOSE |  |  | DIR | DCS | Field | [7 empty] | IS | 4503-VZ-DM-T61212018 |  |  |  | 6121-XZSC-818/6190-DSB-008 | [28 empty] | 6190-DSB-008 |  |  |  |  | 2 | 4
| 6110-TT-646CP |  | 6110-TD-646CP | TEMPERATURE TRANSM. - HEAD MOUNT |  |  | AIRH | DCS | Field | [7 empty] | IS | SLN-2725-6110-7500141446-D02-0001 | 61-E-1012 | 61-E-1012 | 6110-TD-646_G3 | 6110-TT-646CP/6190-DSB-008 | [28 empty] | 6190-DSB-008 |  |  |  |  | 3 | 1
| 6121-XZSO-818 |  | 6121-XD-818 | LIMIT SWITCH - OPEN |  |  | DIR | DCS | Field | [7 empty] | IS | 4503-VZ-DM-T61212018 |  |  |  | 6121-XZSO-818/6190-DSB-008 | [28 empty] | 6190-DSB-008 |  |  |  |  | 3 | 2
| 6699-PT-422 |  | 6699-PD-422 | PRESSURE TRANSMITTER |  |  | AIRH | DCS | Field | [7 empty] | IS | 4503-WZ-DM-T66992002 |  |  |  | 6699-PT-422/6190-DSB-008 | [28 empty] | 6190-DSB-008 |  |  |  |  | 3 | 3
| 6699-TT-621 |  | 6699-TD-621 | TEMPERATURE TRANSM. - HEAD MOUNT |  |  | AIRH | DCS | Field | [7 empty] | IS | 4503-WZ-DM-T66992002 |  |  |  | 6699-TT-621/6190-DSB-008 | [28 empty] | 6190-DSB-008 |  |  |  |  | 3 | 4
| 6121-TY-601 |  | 6121-TD-601 | E/P POSITIONER |  |  | AORH | DCS | Field | [7 empty] | IS | 4503-VZ-DM-T61212009 |  |  | ETH_T1 | 6121-TY-601/6190-DSB-008 | [28 empty] | 6190-DSB-008 |  |  |  |  | 4 | 1
| 6121-XZSC-811 |  | 6121-XZ-811 | LIMIT SWITCH - CLOSE |  |  | DIR | DCS | Field | [7 empty] | IS | 4503-VZ-DM-T61212008 |  |  | ETH_T1 | 6121-XZSC-811/6190-DSB-008 | [28 empty] | 6190-DSB-008 |  |  |  |  | 4 | 2
| 6121-XZSO-811 |  | 6121-XZ-811 | LIMIT SWITCH - OPEN |  |  | DIR | DCS | Field | [7 empty] | IS | 4503-VZ-DM-T61212008 |  |  | ETH_T1 | 6121-XZSO-811/6190-DSB-008 | [28 empty] | 6190-DSB-008 |  |  |  |  | 4 | 3
| 6121-XZZSC-812 |  | 6121-XZ-812 | LIMIT SWITCH - CLOSE |  |  | DIR | DCS | Field | [7 empty] | IS | 4503-VZ-DM-T61212008 |  |  | ETH_T1 | 6121-XZZSC-812/6190-DSB-008 | [28 empty] | 6190-DSB-008 |  |  |  |  | 4 | 4
| 6121-TY-670 |  | 6121-TD-670 | E/P POSITIONER |  |  | AORH | DCS | Field | [7 empty] | IS | 4503-VZ-DM-T61212209 |  |  | ETH_T2 | 6121-TY-670/6190-DSB-008 | [28 empty] | 6190-DSB-008 |  |  |  |  | 5 | 1
| 6121-XZSC-805 |  | 6121-XD-805 | LIMIT SWITCH - CLOSE |  |  | DIR | DCS | Field | [7 empty] | IS | 4503-VZ-DM-T61212208 |  |  | ETH_T2 | 6121-XZSC-805/6190-DSB-008 | [28 empty] | 6190-DSB-008 |  |  |  |  | 5 | 2
| 6121-XZSO-805 |  | 6121-XD-805 | LIMIT SWITCH - OPEN |  |  | DIR | DCS | Field | [7 empty] | IS | 4503-VZ-DM-T61212208 |  |  | ETH_T2 | 6121-XZSO-805/6190-DSB-008 | [28 empty] | 6190-DSB-008 |  |  |  |  | 5 | 3
| 6121-XZZSC-822 |  | 6121-XZ-822 | LIMIT SWITCH - CLOSE |  |  | DIR | DCS | Field | [7 empty] | IS | 4503-VZ-DM-T61212208 |  |  | ETH_T2 | 6121-XZZSC-822/6190-DSB-008 | [28 empty] | 6190-DSB-008 |  |  |  |  | 5 | 4
| 6121-XZZSO-812 |  | 6121-XZ-812 | LIMIT SWITCH - OPEN |  |  | DIR | DCS | Field | [7 empty] | IS | 4503-VZ-DM-T61212008 |  |  | ETH_T1 | 6121-XZZSO-812/6190-DSB-008 | [28 empty] | 6190-DSB-008 |  |  |  |  | 6 | 1
| 6121-XZZSC-813 |  | 6121-XZ-813 | LIMIT SWITCH - CLOSE |  |  | DIR | DCS | Field | [7 empty] | IS | 4503-VZ-DM-T61212008 |  |  | ETH_T1 | 6121-XZZSC-813/6190-DSB-008 | [28 empty] | 6190-DSB-008 |  |  |  |  | 6 | 2
| 6121-XZZSO-813 |  | 6121-XZ-813 | LIMIT SWITCH - OPEN |  |  | DIR | DCS | Field | [7 empty] | IS | 4503-VZ-DM-T61212008 |  |  | ETH_T1 | 6121-XZZSO-813/6190-DSB-008 | [28 empty] | 6190-DSB-008 |  |  |  |  | 6 | 3
| 6121-XZZSC-814 |  | 6121-XZ-814 | LIMIT SWITCH - CLOSE |  |  | DIR | DCS | Field | [7 empty] | IS | 4503-VZ-DM-T61212008 |  |  | ETH_T1 | 6121-XZZSC-814/6190-DSB-008 | [28 empty] | 6190-DSB-008 |  |  |  |  | 6 | 4
| 6121-XZZSO-814 |  | 6121-XZ-814 | LIMIT SWITCH - OPEN |  |  | DIR | DCS | Field | [7 empty] | IS | 4503-VZ-DM-T61212008 |  |  | ETH_T1 | 6121-XZZSO-814/6190-DSB-008 | [28 empty] | 6190-DSB-008 |  |  |  |  | 7 | 1
| 6121-XZSC-815 |  | 6121-XZ-815 | LIMIT SWITCH - CLOSE |  |  | DIR | DCS | Field | [7 empty] | IS | 4503-VZ-DM-T61212008 |  |  | ETH_T1 | 6121-XZSC-815/6190-DSB-008 | [28 empty] | 6190-DSB-008 |  |  |  |  | 7 | 2
| 6121-XZSO-815 |  | 6121-XZ-815 | LIMIT SWITCH - OPEN |  |  | DIR | DCS | Field | [7 empty] | IS | 4503-VZ-DM-T61212008 |  |  | ETH_T1 | 6121-XZSO-815/6190-DSB-008 | [28 empty] | 6190-DSB-008 |  |  |  |  | 7 | 3
| 6121-XZSC-830 |  | 6121-XZ-830 | LIMIT SWITCH - CLOSE |  |  | DIR | DCS | Field | [7 empty] | IS | 4503-VZ-DM-T61212009 |  |  | ETH_T1 | 6121-XZSC-830/6190-DSB-008 | [28 empty] | 6190-DSB-008 |  |  |  |  | 7 | 4
| 6121-XZZSO-822 |  | 6121-XZ-822 | LIMIT SWITCH - OPEN |  |  | DIR | DCS | Field | [7 empty] | IS | 4503-VZ-DM-T61212208 |  |  | ETH_T2 | 6121-XZZSO-822/6190-DSB-008 | [28 empty] | 6190-DSB-008 |  |  |  |  | 8 | 1
| 6121-XZZSC-824 |  | 6121-XZ-824 | LIMIT SWITCH - CLOSE |  |  | DIR | DCS | Field | [7 empty] | IS | 4503-VZ-DM-T61212208 |  |  | ETH_T2 | 6121-XZZSC-824/6190-DSB-008 | [28 empty] | 6190-DSB-008 |  |  |  |  | 8 | 2
| 6121-XZZSO-824 |  | 6121-XZ-824 | LIMIT SWITCH - OPEN |  |  | DIR | DCS | Field | [7 empty] | IS | 4503-VZ-DM-T61212208 |  |  | ETH_T2 | 6121-XZZSO-824/6190-DSB-008 | [28 empty] | 6190-DSB-008 |  |  |  |  | 8 | 3
| 6121-XZZSC-825 |  | 6121-XZ-825 | LIMIT SWITCH - CLOSE |  |  | DIR | DCS | Field | [7 empty] | IS | 4503-VZ-DM-T61212208 |  |  | ETH_T2 | 6121-XZZSC-825/6190-DSB-008 | [28 empty] | 6190-DSB-008 |  |  |  |  | 8 | 4
| 6121-XZZSO-825 |  | 6121-XZ-825 | LIMIT SWITCH - OPEN |  |  | DIR | DCS | Field | [7 empty] | IS | 4503-VZ-DM-T61212208 |  |  | ETH_T2 | 6121-XZZSO-825/6190-DSB-008 | [28 empty] | 6190-DSB-008 |  |  |  |  | 9 | 1
| 6121-XZSC-826 |  | 6121-XZ-826 | LIMIT SWITCH - CLOSE |  |  | DIR | DCS | Field | [7 empty] | IS | 4503-VZ-DM-T61212208 |  |  | ETH_T2 | 6121-XZSC-826/6190-DSB-008 | [28 empty] | 6190-DSB-008 |  |  |  |  | 9 | 2
| 6121-XZSO-826 |  | 6121-XZ-826 | LIMIT SWITCH - OPEN |  |  | DIR | DCS | Field | [7 empty] | IS | 4503-VZ-DM-T61212208 |  |  | ETH_T2 | 6121-XZSO-826/6190-DSB-008 | [28 empty] | 6190-DSB-008 |  |  |  |  | 9 | 3
| 6121-XZSC-831 |  | 6121-XZ-831 | LIMIT SWITCH - CLOSE |  |  | DIR | DCS | Field | [7 empty] | IS | 4503-VZ-DM-T61212209 |  |  | ETH_T2 | 6121-XZSC-831/6190-DSB-008 | [28 empty] | 6190-DSB-008 |  |  |  |  | 9 | 4
| 6121-XZSO-830 |  | 6121-XZ-830 | LIMIT SWITCH - OPEN |  |  | DIR | DCS | Field | [7 empty] | IS | 4503-VZ-DM-T61212009 |  |  | ETH_T1 | 6121-XZSO-830/6190-DSB-008 | [28 empty] | 6190-DSB-008 |  |  |  |  | 10 | 1
| 3152-PY-405 |  | 3152-PD-405 | FUNCTION |  |  | AORH | DCS | Field | [7 empty] | IS | 4503-VZ-DM-T31522004 |  |  |  | 3152-PY-405/6190-DSB-008 | [28 empty] | 6190-DSB-008 |  |  |  |  | 10 | 2
| SPARE | [49 empty] | 6190-DSB-008 |  |  |  |  | 10 | 3
| SPARE | [49 empty] | 6190-DSB-008 |  |  |  |  | 10 | 4
| 6121-XZSO-831 |  | 6121-XZ-831 | LIMIT SWITCH - OPEN |  |  | DIR | DCS | Field | [7 empty] | IS | 4503-VZ-DM-T61212209 |  |  | ETH_T2 | 6121-XZSO-831/6190-DSB-008 | [28 empty] | 6190-DSB-008 |  |  |  |  | 11 | 1
| 6121-AT-010 |  | 6121-AD-010GC | ANALYZER - GAS CHROMATOGRAPH |  |  | AIRH | DCS | AS |  |  |  |  | 230 VAC |  |  | IS | 4503-VZ-DM-T61212213 |  |  | ETH_T2 | 6121-AT-010/6190-DSB-008 | [28 empty] | 6190-DSB-008 |  |  |  |  | 11 | 2
| SPARE | [49 empty] | 6190-DSB-008 |  |  |  |  | 11 | 3
| SPARE | [49 empty] | 6190-DSB-008 |  |  |  |  | 11 | 4
| SPARE | [49 empty] | 6190-DSB-008 |  |  |  |  | 12 | 1
| SPARE | [49 empty] | 6190-DSB-008 |  |  |  |  | 12 | 2
| SPARE | [49 empty] | 6190-DSB-008 |  |  |  |  | 12 | 3
| SPARE | [49 empty] | 6190-DSB-008 |  |  |  |  | 12 | 4
| SPARE | [49 empty] | 6190-DSB-008 |  |  |  |  | 13 | 1
| SPARE | [49 empty] | 6190-DSB-008 |  |  |  |  | 13 | 2
| SPARE | [49 empty] | 6190-DSB-008 |  |  |  |  | 13 | 3
| SPARE | [49 empty] | 6190-DSB-008 |  |  |  |  | 13 | 4
| SPARE | [49 empty] | 6190-DSB-008 |  |  |  |  | 14 | 1
| SPARE | [49 empty] | 6190-DSB-008 |  |  |  |  | 14 | 2
| SPARE | [49 empty] | 6190-DSB-008 |  |  |  |  | 14 | 3
| SPARE | [49 empty] | 6190-DSB-008 |  |  |  |  | 14 | 4
| SPARE | [49 empty] | 6190-DSB-008 |  |  |  |  | 15 | 1
| SPARE | [49 empty] | 6190-DSB-008 |  |  |  |  | 15 | 2
| SPARE | [49 empty] | 6190-DSB-008 |  |  |  |  | 15 | 3
| SPARE | [49 empty] | 6190-DSB-008 |  |  |  |  | 15 | 4
| SPARE | [49 empty] | 6190-DSB-008 |  |  |  |  | 16 | 1
| SPARE | [49 empty] | 6190-DSB-008 |  |  |  |  | 16 | 2
| SPARE | [49 empty] | 6190-DSB-008 |  |  |  |  | 16 | 3
| SPARE | [49 empty] | 6190-DSB-008 |  |  |  |  | 16 | 4
| 4180-LS-302 |  | 4180-LD-302 | LEVEL SWITCH - TUNNING FORK |  |  | DIR | DCS | Field | [7 empty] | NIS | 4503-VZ-DM-T41802001 | 41-SL-8002A |  | 41-SL-8002_G1 | 4180-LS-302/6802-DSB-001 | [28 empty] | 6802-DSB-001 |  |  |  |  | 1 | 1
| 4180-LS-305 |  | 4180-LD-305 | LEVEL SWITCH - TUNNING FORK |  |  | DIR | DCS | Field | [7 empty] | NIS | 4503-VZ-DM-T41802001 | 41-SL-8002A |  | 41-SL-8002_G1 | 4180-LS-305/6802-DSB-001 | [28 empty] | 6802-DSB-001 |  |  |  |  | 1 | 2
| 4185-LS-302 |  | 4185-LD-302 | LEVEL SWITCH - TUNNING FORK |  |  | DIR | DCS | Field | [7 empty] | NIS | 4503-VZ-DM-T41852001 | 41-SL-8502A |  | 41-SL-8502_G1 | 4185-LS-302/6802-DSB-001 | [28 empty] | 6802-DSB-001 |  |  |  |  | 1 | 3
| 4185-LS-305 |  | 4185-LD-305 | LEVEL SWITCH - TUNNING FORK |  |  | DIR | DCS | Field | [7 empty] | NIS | 4503-VZ-DM-T41852001 | 41-SL-8502A |  | 41-SL-8502_G1 | 4185-LS-305/6802-DSB-001 | [28 empty] | 6802-DSB-001 |  |  |  |  | 1 | 4
| 4180-LS-307 |  | 4180-LD-307 | LEVEL SWITCH - TUNNING FORK |  |  | DIR | DCS | Field | [7 empty] | NIS | 4503-VZ-DM-T41802002 | 41-SL-8002B |  | 41-SL-8002_G2 | 4180-LS-307/6802-DSB-001 | [28 empty] | 6802-DSB-001 |  |  |  |  | 2 | 1
| 4180-LS-310 |  | 4180-LD-310 | LEVEL SWITCH - TUNNING FORK |  |  | DIR | DCS | Field | [7 empty] | NIS | 4503-VZ-DM-T41802002 | 41-SL-8002B |  | 41-SL-8002_G2 | 4180-LS-310/6802-DSB-001 | [28 empty] | 6802-DSB-001 |  |  |  |  | 2 | 2
| 4185-LS-307 |  | 4185-LD-307 | LEVEL SWITCH - TUNNING FORK |  |  | DIR | DCS | Field | [7 empty] | NIS | 4503-VZ-DM-T41852001 | 41-SL-8502B |  | 41-SL-8502_G2 | 4185-LS-307/6802-DSB-001 | [28 empty] | 6802-DSB-001 |  |  |  |  | 2 | 3
| 4185-LS-310 |  | 4185-LD-310 | LEVEL SWITCH - TUNNING FORK |  |  | DIR | DCS | Field | [7 empty] | NIS | 4503-VZ-DM-T41852001 | 41-SL-8502B |  | 41-SL-8502_G2 | 4185-LS-310/6802-DSB-001 | [28 empty] | 6802-DSB-001 |  |  |  |  | 2 | 4
| 4180-LS-312 |  | 4180-LD-312 | LEVEL SWITCH - TUNNING FORK |  |  | DIR | DCS | Field | [7 empty] | NIS | 4503-VZ-DM-T41802002 | 41-SL-8002C |  | 41-SL-8002_G3 | 4180-LS-312/6802-DSB-001 | [28 empty] | 6802-DSB-001 |  |  |  |  | 3 | 1
| 4180-LS-315 |  | 4180-LD-315 | LEVEL SWITCH - TUNNING FORK |  |  | DIR | DCS | Field | [7 empty] | NIS | 4503-VZ-DM-T41802002 | 41-SL-8002C |  | 41-SL-8002_G3 | 4180-LS-315/6802-DSB-001 | [28 empty] | 6802-DSB-001 |  |  |  |  | 3 | 2
| 4185-LS-312 |  | 4185-LD-312 | LEVEL SWITCH - TUNNING FORK |  |  | DIR | DCS | Field | [7 empty] | NIS | 4503-VZ-DM-T41852002 | 41-SL-8502C |  | 41-SL-8502_G3 | 4185-LS-312/6802-DSB-001 | [28 empty] | 6802-DSB-001 |  |  |  |  | 3 | 3
| 4185-LS-315 |  | 4185-LD-315 | LEVEL SWITCH - TUNNING FORK |  |  | DIR | DCS | Field | [7 empty] | NIS | 4503-VZ-DM-T41852002 | 41-SL-8502C |  | 41-SL-8502_G3 | 4185-LS-315/6802-DSB-001 | [28 empty] | 6802-DSB-001 |  |  |  |  | 3 | 4
| 4180-LS-317 |  | 4180-LD-317 | LEVEL SWITCH - TUNNING FORK |  |  | DIR | DCS | Field | [7 empty] | NIS | 4503-VZ-DM-T41802003 | 41-SL-8002D |  | 41-SL-8002_G4 | 4180-LS-317/6802-DSB-001 | [28 empty] | 6802-DSB-001 |  |  |  |  | 4 | 1
| 4180-LS-320 |  | 4180-LD-320 | LEVEL SWITCH - TUNNING FORK |  |  | DIR | DCS | Field | [7 empty] | NIS | 4503-VZ-DM-T41802003 | 41-SL-8002D |  | 41-SL-8002_G4 | 4180-LS-320/6802-DSB-001 | [28 empty] | 6802-DSB-001 |  |  |  |  | 4 | 2
| 3180-LT-301 |  | 3180-LD-301 | LEVEL TRANSM. - RADAR |  |  | AIRH | DCS | Field | [7 empty] | NIS | 4503-VZ-DM-T31802001 | 31-SL-8001A |  |  | 3180-LT-301/6802-DSB-001 | [28 empty] | 6802-DSB-001 |  |  |  |  | 4 | 3
| 3180-LT-302 |  | 3180-LD-302 | LEVEL TRANSM. - RADAR |  |  | AIRH | DCS | Field | [7 empty] | NIS | 4503-VZ-DM-T31802002 | 31-SL-8001B |  |  | 3180-LT-302/6802-DSB-001 | [28 empty] | 6802-DSB-001 |  |  |  |  | 4 | 4
| 3180-LT-303 |  | 3180-LD-303 | LEVEL TRANSM. - RADAR |  |  | AIRH | DCS | Field | [7 empty] | NIS | 4503-VZ-DM-T31802003 | 31-SL-8001D |  |  | 3180-LT-303/6802-DSB-001 | [28 empty] | 6802-DSB-001 |  |  |  |  | 5 | 1
| 3180-LT-304 |  | 3180-LD-304 | LEVEL TRANSM. - RADAR |  |  | AIRH | DCS | Field | [7 empty] | NIS | 4503-VZ-DM-T31802003 | 31-SL-8001E |  |  | 3180-LT-304/6802-DSB-001 | [28 empty] | 6802-DSB-001 |  |  |  |  | 5 | 2
| 3180-LSLL-305 |  | 3180-LD-305 | LEVEL SWITCH - TUNNING FORK |  |  | DIR | DCS | Field | [7 empty] | NIS | 4503-VZ-DM-T31802001 | 31-SL-8001A |  |  | 3180-LSLL-305/6802-DSB-001 | [28 empty] | 6802-DSB-001 |  |  |  |  | 5 | 3
| 3180-LT-307 |  | 3180-LD-307 | LEVEL TRANSM. - RADAR |  |  | AIRH | DCS | Field | [7 empty] | NIS | 4503-VZ-DM-T31802002 | 31-SL-8001C |  |  | 3180-LT-307/6802-DSB-001 | [28 empty] | 6802-DSB-001 |  |  |  |  | 5 | 4
| 3180-LSLL-310 |  | 3180-LD-310 | LEVEL SWITCH - TUNNING FORK |  |  | DIR | DCS | Field | [7 empty] | NIS | 4503-VZ-DM-T31802002 | 31-SL-8001B |  |  | 3180-LSLL-310/6802-DSB-001 | [28 empty] | 6802-DSB-001 |  |  |  |  | 6 | 1
| 3180-LSHH-311 |  | 3180-LD-311 | LEVEL SWITCH - TUNNING FORK |  |  | DIR | DCS | Field | [7 empty] | NIS | 4503-VZ-DM-T31802002 | 31-SL-8001C |  |  | 3180-LSHH-311/6802-DSB-001 | [28 empty] | 6802-DSB-001 |  |  |  |  | 6 | 2
| 3180-LSLL-314 |  | 3180-LD-314 | LEVEL SWITCH - TUNNING FORK |  |  | DIR | DCS | Field | [7 empty] | NIS | 4503-VZ-DM-T31802002 | 31-SL-8001C |  |  | 3180-LSLL-314/6802-DSB-001 | [28 empty] | 6802-DSB-001 |  |  |  |  | 6 | 3
| 3180-LSHH-315 |  | 3180-LD-315 | LEVEL SWITCH - TUNNING FORK |  |  | DIR | DCS | Field | [7 empty] | NIS | 4503-VZ-DM-T31802003 | 31-SL-8001D |  |  | 3180-LSHH-315/6802-DSB-001 | [28 empty] | 6802-DSB-001 |  |  |  |  | 6 | 4
| 3180-LSLL-318 |  | 3180-LD-318 | LEVEL SWITCH - TUNNING FORK |  |  | DIR | DCS | Field | [7 empty] | NIS | 4503-VZ-DM-T31802003 | 31-SL-8001D |  |  | 3180-LSLL-318/6802-DSB-001 | [28 empty] | 6802-DSB-001 |  |  |  |  | 7 | 1
| 3180-LSHH-319 |  | 3180-LD-319 | LEVEL SWITCH - TUNNING FORK |  |  | DIR | DCS | Field | [7 empty] | NIS | 4503-VZ-DM-T31802003 | 31-SL-8001E |  |  | 3180-LSHH-319/6802-DSB-001 | [28 empty] | 6802-DSB-001 |  |  |  |  | 7 | 2
| 3180-LSLL-322 |  | 3180-LD-322 | LEVEL SWITCH - TUNNING FORK |  |  | DIR | DCS | Field | [7 empty] | NIS | 4503-VZ-DM-T31802003 | 31-SL-8001E |  |  | 3180-LSLL-322/6802-DSB-001 | [28 empty] | 6802-DSB-001 |  |  |  |  | 7 | 3
| 3180-LSHH-351 |  | 3180-LD-351 | LEVEL SWITCH - TUNNING FORK |  |  | DIR | DCS | Field | [7 empty] | NIS | 4503-VZ-DM-T31802001 | 31-SL-8001A |  |  | 3180-LSHH-351/6802-DSB-001 | [28 empty] | 6802-DSB-001 |  |  |  |  | 7 | 4
| 3180-LSHH-352 |  | 3180-LD-352 | LEVEL SWITCH - TUNNING FORK |  |  | DIR | DCS | Field | [7 empty] | NIS | 4503-VZ-DM-T31802002 | 31-SL-8001C |  |  | 3180-LSHH-352/6802-DSB-001 | [28 empty] | 6802-DSB-001 |  |  |  |  | 8 | 1
| 4180-LT-301 |  | 4180-LD-301 | LEVEL TRANSM. - RADAR |  |  | AIRH | DCS | Field | [7 empty] | NIS | 4503-VZ-DM-T41802001 | 41-SL-8002A |  |  | 4180-LT-301/6802-DSB-001 | [28 empty] | 6802-DSB-001 |  |  |  |  | 8 | 2
| 4180-LT-306 |  | 4180-LD-306 | LEVEL TRANSM. - RADAR |  |  | AIRH | DCS | Field | [7 empty] | NIS | 4503-VZ-DM-T41802002 | 41-SL-8002B |  |  | 4180-LT-306/6802-DSB-001 | [28 empty] | 6802-DSB-001 |  |  |  |  | 8 | 3
| 4180-LT-311 |  | 4180-LD-311 | LEVEL TRANSM. - RADAR |  |  | AIRH | DCS | Field | [7 empty] | NIS | 4503-VZ-DM-T41802002 | 41-SL-8002C |  |  | 4180-LT-311/6802-DSB-001 | [28 empty] | 6802-DSB-001 |  |  |  |  | 8 | 4
| 4180-LT-316 |  | 4180-LD-316 | LEVEL TRANSM. - RADAR |  |  | AIRH | DCS | Field | [7 empty] | NIS | 4503-VZ-DM-T41802003 | 41-SL-8002D |  |  | 4180-LT-316/6802-DSB-001 | [28 empty] | 6802-DSB-001 |  |  |  |  | 9 | 1
| 4185-LT-301 |  | 4185-LD-301 | LEVEL TRANSM. - RADAR |  |  | AIRH | DCS | Field | [7 empty] | NIS | 4503-VZ-DM-T41852001 | 41-SL-8002A |  |  | 4185-LT-301/6802-DSB-001 | [28 empty] | 6802-DSB-001 |  |  |  |  | 9 | 2
| 4185-LT-306 |  | 4185-LD-306 | LEVEL TRANSM. - RADAR |  |  | AIRH | DCS | Field | [7 empty] | NIS | 4503-VZ-DM-T41852001 | 41-SL-8502B |  |  | 4185-LT-306/6802-DSB-001 | [28 empty] | 6802-DSB-001 |  |  |  |  | 9 | 3
| 4185-LT-311 |  | 4185-LD-311 | LEVEL TRANSM. - RADAR |  |  | AIRH | DCS | Field | [7 empty] | NIS | 4503-VZ-DM-T41852002 | 41-SL-8502C |  |  | 4185-LT-311/6802-DSB-001 | [28 empty] | 6802-DSB-001 |  |  |  |  | 9 | 4
| SPARE | [49 empty] | 6802-DSB-001 |  |  |  |  | 10 | 1
| SPARE | [49 empty] | 6802-DSB-001 |  |  |  |  | 10 | 2
| SPARE | [49 empty] | 6802-DSB-001 |  |  |  |  | 10 | 3
| SPARE | [49 empty] | 6802-DSB-001 |  |  |  |  | 10 | 4
| SPARE | [49 empty] | 6802-DSB-001 |  |  |  |  | 11 | 1
| SPARE | [49 empty] | 6802-DSB-001 |  |  |  |  | 11 | 2
| SPARE | [49 empty] | 6802-DSB-001 |  |  |  |  | 11 | 3
| SPARE | [49 empty] | 6802-DSB-001 |  |  |  |  | 11 | 4
| SPARE | [49 empty] | 6802-DSB-001 |  |  |  |  | 12 | 1
| SPARE | [49 empty] | 6802-DSB-001 |  |  |  |  | 12 | 2
| SPARE | [49 empty] | 6802-DSB-001 |  |  |  |  | 12 | 3
| SPARE | [49 empty] | 6802-DSB-001 |  |  |  |  | 12 | 4
| SPARE | [49 empty] | 6802-DSB-001 |  |  |  |  | 13 | 1
| SPARE | [49 empty] | 6802-DSB-001 |  |  |  |  | 13 | 2
| SPARE | [49 empty] | 6802-DSB-001 |  |  |  |  | 13 | 3
| SPARE | [49 empty] | 6802-DSB-001 |  |  |  |  | 13 | 4
| SPARE | [49 empty] | 6802-DSB-001 |  |  |  |  | 14 | 1
| SPARE | [49 empty] | 6802-DSB-001 |  |  |  |  | 14 | 2
| SPARE | [49 empty] | 6802-DSB-001 |  |  |  |  | 14 | 3
| SPARE | [49 empty] | 6802-DSB-001 |  |  |  |  | 14 | 4
| SPARE | [49 empty] | 6802-DSB-001 |  |  |  |  | 15 | 1
| SPARE | [49 empty] | 6802-DSB-001 |  |  |  |  | 15 | 2
| SPARE | [49 empty] | 6802-DSB-001 |  |  |  |  | 15 | 3
| SPARE | [49 empty] | 6802-DSB-001 |  |  |  |  | 15 | 4
| SPARE | [49 empty] | 6802-DSB-001 |  |  |  |  | 16 | 1
| SPARE | [49 empty] | 6802-DSB-001 |  |  |  |  | 16 | 2
| SPARE | [49 empty] | 6802-DSB-001 |  |  |  |  | 16 | 3
| SPARE | [49 empty] | 6802-DSB-001 |  |  |  |  | 16 | 4
| 6882-FT-211 |  | 6882-FD-211 | FLOW TRANSMITTER - MAG |  |  | AIRH | DCS | Field |  |  |  |  | 230 VAC |  |  | NIS | 4503-WZ-DM-T68822701 |  |  |  | 6882-FT-211/6802-DSB-002 | [28 empty] | 6802-DSB-002 |  |  |  |  | 1 | 1
| 6882-LT-311 |  | 6882-LD-311 | LEVEL TRANSMITTER - GW RADAR |  |  | AIRH | DCS | Field | [7 empty] | NIS | 4503-WZ-DM-T68822701 | 68-SU-8201 |  |  | 6882-LT-311/6802-DSB-002 | [28 empty] | 6802-DSB-002 |  |  |  |  | 1 | 2
| 6882-PT-413 |  | 6882-PD-413 | PRESSURE TRANSMITTER |  |  | AIRH | DCS | Field | [7 empty] | NIS | 4503-WZ-DM-T68822701 |  |  |  | 6882-PT-413/6802-DSB-002 | [28 empty] | 6802-DSB-002 |  |  |  |  | 1 | 3
| 6882-TT-612 |  | 6882-TD-612 | TEMPERATURE TRANSM. - HEAD MOUNT |  |  | AIRH | DCS | Field | [7 empty] | NIS | 4503-WZ-DM-T68822701 | 68-SU-8201 |  |  | 6882-TT-612/6802-DSB-002 | [28 empty] | 6802-DSB-002 |  |  |  |  | 1 | 4
| SPARE | [49 empty] | 6802-DSB-002 |  |  |  |  | 2 | 1
| SPARE | [49 empty] | 6802-DSB-002 |  |  |  |  | 2 | 2
| SPARE | [49 empty] | 6802-DSB-002 |  |  |  |  | 2 | 3
| SPARE | [49 empty] | 6802-DSB-002 |  |  |  |  | 2 | 4
| SPARE | [49 empty] | 6802-DSB-002 |  |  |  |  | 3 | 1
| SPARE | [49 empty] | 6802-DSB-002 |  |  |  |  | 3 | 2
| SPARE | [49 empty] | 6802-DSB-002 |  |  |  |  | 3 | 3
| SPARE | [49 empty] | 6802-DSB-002 |  |  |  |  | 3 | 4
| SPARE | [49 empty] | 6802-DSB-002 |  |  |  |  | 4 | 1
| SPARE | [49 empty] | 6802-DSB-002 |  |  |  |  | 4 | 2
| SPARE | [49 empty] | 6802-DSB-002 |  |  |  |  | 4 | 3
| SPARE | [49 empty] | 6802-DSB-002 |  |  |  |  | 4 | 4
| SPARE | [49 empty] | 6802-DSB-002 |  |  |  |  | 5 | 1
| SPARE | [49 empty] | 6802-DSB-002 |  |  |  |  | 5 | 2
| SPARE | [49 empty] | 6802-DSB-002 |  |  |  |  | 5 | 3
| SPARE | [49 empty] | 6802-DSB-002 |  |  |  |  | 5 | 4
| SPARE | [49 empty] | 6802-DSB-002 |  |  |  |  | 6 | 1
| SPARE | [49 empty] | 6802-DSB-002 |  |  |  |  | 6 | 2
| SPARE | [49 empty] | 6802-DSB-002 |  |  |  |  | 6 | 3
| SPARE | [49 empty] | 6802-DSB-002 |  |  |  |  | 6 | 4
| SPARE | [49 empty] | 6802-DSB-002 |  |  |  |  | 7 | 1
| SPARE | [49 empty] | 6802-DSB-002 |  |  |  |  | 7 | 2
| SPARE | [49 empty] | 6802-DSB-002 |  |  |  |  | 7 | 3
| SPARE | [49 empty] | 6802-DSB-002 |  |  |  |  | 7 | 4
| SPARE | [49 empty] | 6802-DSB-002 |  |  |  |  | 8 | 1
| SPARE | [49 empty] | 6802-DSB-002 |  |  |  |  | 8 | 2
| SPARE | [49 empty] | 6802-DSB-002 |  |  |  |  | 8 | 3
| SPARE | [49 empty] | 6802-DSB-002 |  |  |  |  | 8 | 4
| SPARE | [49 empty] | 6802-DSB-002 |  |  |  |  | 9 | 1
| SPARE | [49 empty] | 6802-DSB-002 |  |  |  |  | 9 | 2
| SPARE | [49 empty] | 6802-DSB-002 |  |  |  |  | 9 | 3
| SPARE | [49 empty] | 6802-DSB-002 |  |  |  |  | 9 | 4
| SPARE | [49 empty] | 6802-DSB-002 |  |  |  |  | 10 | 1
| SPARE | [49 empty] | 6802-DSB-002 |  |  |  |  | 10 | 2
| SPARE | [49 empty] | 6802-DSB-002 |  |  |  |  | 10 | 3
| SPARE | [49 empty] | 6802-DSB-002 |  |  |  |  | 10 | 4
| SPARE | [49 empty] | 6802-DSB-002 |  |  |  |  | 11 | 1
| SPARE | [49 empty] | 6802-DSB-002 |  |  |  |  | 11 | 2
| SPARE | [49 empty] | 6802-DSB-002 |  |  |  |  | 11 | 3
| SPARE | [49 empty] | 6802-DSB-002 |  |  |  |  | 11 | 4
| SPARE | [49 empty] | 6802-DSB-002 |  |  |  |  | 12 | 1
| SPARE | [49 empty] | 6802-DSB-002 |  |  |  |  | 12 | 2
| SPARE | [49 empty] | 6802-DSB-002 |  |  |  |  | 12 | 3
| SPARE | [49 empty] | 6802-DSB-002 |  |  |  |  | 12 | 4
| SPARE | [49 empty] | 6802-DSB-002 |  |  |  |  | 13 | 1
| SPARE | [49 empty] | 6802-DSB-002 |  |  |  |  | 13 | 2
| SPARE | [49 empty] | 6802-DSB-002 |  |  |  |  | 13 | 3
| SPARE | [49 empty] | 6802-DSB-002 |  |  |  |  | 13 | 4
| SPARE | [49 empty] | 6802-DSB-002 |  |  |  |  | 14 | 1
| SPARE | [49 empty] | 6802-DSB-002 |  |  |  |  | 14 | 2
| SPARE | [49 empty] | 6802-DSB-002 |  |  |  |  | 14 | 3
| SPARE | [49 empty] | 6802-DSB-002 |  |  |  |  | 14 | 4
| SPARE | [49 empty] | 6802-DSB-002 |  |  |  |  | 15 | 1
| SPARE | [49 empty] | 6802-DSB-002 |  |  |  |  | 15 | 2
| SPARE | [49 empty] | 6802-DSB-002 |  |  |  |  | 15 | 3
| SPARE | [49 empty] | 6802-DSB-002 |  |  |  |  | 15 | 4
| SPARE | [49 empty] | 6802-DSB-002 |  |  |  |  | 16 | 1
| SPARE | [49 empty] | 6802-DSB-002 |  |  |  |  | 16 | 2
| SPARE | [49 empty] | 6802-DSB-002 |  |  |  |  | 16 | 3
| SPARE | [49 empty] | 6802-DSB-002 |  |  |  |  | 16 | 4
| 4175-HZSO-156 |  | 4175-HD-156 | LIMIT SWITCH - OPEN |  |  | DIR | DCS | Field | [7 empty] | IS | 4503-VZ-DM-T41702002 |  |  |  | 4175-HZSO-156/6812-DSB-001 | [28 empty] | 6812-DSB-001 |  |  |  |  | 1 | 1
| 4175-HZSC-156 |  | 4175-HD-156 | LIMIT SWITCH - CLOSE |  |  | DIR | DCS | Field | [7 empty] | IS | 4503-VZ-DM-T41702002 |  |  |  | 4175-HZSC-156/6812-DSB-001 | [28 empty] | 6812-DSB-001 |  |  |  |  | 1 | 2
| 4175-HZSO-155 |  | 4175-HD-155 | LIMIT SWITCH - OPEN |  |  | DIR | DCS | Field | [7 empty] | IS | 4503-VZ-DM-T41752002 |  |  |  | 4175-HZSO-155/6812-DSB-001 | [28 empty] | 6812-DSB-001 |  |  |  |  | 1 | 3
| 4175-HZSC-155 |  | 4175-HD-155 | LIMIT SWITCH - CLOSE |  |  | DIR | DCS | Field | [7 empty] | IS | 4503-VZ-DM-T41752002 |  |  |  | 4175-HZSC-155/6812-DSB-001 | [28 empty] | 6812-DSB-001 |  |  |  |  | 1 | 4
| 3682-LT-302 |  | 3682-LD-302 | LEVEL TRANSMITTER - GW RADAR |  |  | AIRH | DCS | Field | [7 empty] | NIS | 4503-WZ-DM-T36822705 | 36-SU-8203 |  |  | 3682-LT-302/6812-DSB-001 | [28 empty] | 6812-DSB-001 |  |  |  |  | 2 | 1
| 4170-HS-133 |  | 4170-HD-133 | HAND SWITCH |  |  | DIR | DCS | Field | [7 empty] | NIS | 4503-VZ-DM-T41702004 |  |  |  | 4170-HS-133/6812-DSB-001 | [28 empty] | 6812-DSB-001 |  |  |  |  | 2 | 2
| 4170-HS-134 |  | 4170-HD-134 | HAND SWITCH |  |  | DIR | DCS | Field | [7 empty] | NIS | 4503-VZ-DM-T41702004 |  |  |  | 4170-HS-134/6812-DSB-001 | [28 empty] | 6812-DSB-001 |  |  |  |  | 2 | 3
| 4156-HS-196 |  | 4156-HD-196 | HAND SWITCH |  |  | DIR | DCS | LP | [7 empty] | NIS | 4503-VZ-DM-T41562001 |  |  |  | 4156-HS-196/6812-DSB-001 | [28 empty] | 6812-DSB-001 |  |  |  |  | 2 | 4
| 4156-PT-401 |  | 4156-PD-401 | PRESSURE TRANSM. - DIAPH. WITH CAPILLARY |  |  | AIRH | DCS | Field | [7 empty] | IS | 4503-VZ-DM-T41562001 | 41-SL-7002 |  |  | 4156-PT-401/6812-DSB-001 | [28 empty] | 6812-DSB-001 |  |  |  |  | 3 | 1
| 4156-FY-202 |  | 4156-FD-202 | E/P POSITIONER |  |  | AORH | DCS | Field | [7 empty] | IS | 4503-VZ-DM-T41562001 |  |  |  | 4156-FY-202/6812-DSB-001 | [28 empty] | 6812-DSB-001 |  |  |  |  | 3 | 2
| 4156-FT-202 |  | 4156-FD-202 | FLOW TRANSMITTER - INTEGRAL ORIFICE |  |  | AIRH | DCS | Field | [7 empty] | IS | 4503-VZ-DM-T41562001 |  |  |  | 4156-FT-202/6812-DSB-001 | [28 empty] | 6812-DSB-001 |  |  |  |  | 3 | 3
| 4156-FT-203 |  | 4156-FD-203 | FLOW TRANSMITTER - INTEGRAL ORIFICE |  |  | AIRH | DCS | Field | [7 empty] | IS | 4503-VZ-DM-T41562005 |  |  |  | 4156-FT-203/6812-DSB-001 | [28 empty] | 6812-DSB-001 |  |  |  |  | 3 | 4
| 4156-FY-203 |  | 4156-FD-203 | E/P POSITIONER |  |  | AORH | DCS | Field | [7 empty] | IS | 4503-VZ-DM-T41562005 |  |  |  | 4156-FY-203/6812-DSB-001 | [28 empty] | 6812-DSB-001 |  |  |  |  | 4 | 1
| 4156-LT-303 |  | 4156-LD-303 | LEVEL TRANSM. - RADAR |  |  | AIRH | DCS | Field | [7 empty] | IS | 4503-VZ-DM-T41562005 | 41-SL-7502 |  |  | 4156-LT-303/6812-DSB-001 | [28 empty] | 6812-DSB-001 |  |  |  |  | 4 | 2
| 4156-LT-305 |  | 4156-LD-305 | LEVEL TRANSM. - RADAR |  |  | AIRH | DCS | Field | [7 empty] | IS | 4503-VZ-DM-T41562001 | 41-SL-7002 |  |  | 4156-LT-305/6812-DSB-001 | [28 empty] | 6812-DSB-001 |  |  |  |  | 4 | 3
| 4156-LS-307 |  | 4156-LD-307 | LEVEL SWITCH - TUNNING FORK |  |  | DIR | DCS | Field | [7 empty] | IS | 4503-VZ-DM-T41562001 | 41-SL-7002 |  |  | 4156-LS-307/6812-DSB-001 | [28 empty] | 6812-DSB-001 |  |  |  |  | 4 | 4
| 4156-HS-197 |  | 4156-HD-197 | HAND SWITCH |  |  | DIR | DCS | LP | [7 empty] | NIS | 4503-VZ-DM-T41562001 |  |  |  | 4156-HS-197/6812-DSB-001 | [28 empty] | 6812-DSB-001 |  |  |  |  | 5 | 1
| 4170-LT-301 |  | 4170-LD-301 | LEVEL TRANSMITTER - GW RADAR |  |  | AIRH | DCS | Field | [7 empty] | NIS | 4503-VZ-DM-T41702004 | 41-SU-7001 |  |  | 4170-LT-301/6812-DSB-001 | [28 empty] | 6812-DSB-001 |  |  |  |  | 5 | 2
| 6883-FT-221 |  | 6883-FD-221 | FLOW TRANSMITTER - MAG |  |  | AIRH | DCS | Field |  |  |  |  | 230 VAC |  |  | NIS | 4503-WZ-DM-T68832701 |  |  |  | 6883-FT-221/6812-DSB-001 | [28 empty] | 6812-DSB-001 |  |  |  |  | 5 | 3
| 6883-LT-321 |  | 6883-LD-321 | LEVEL TRANSM. - RADAR |  |  | AIRH | DCS | Field | [7 empty] | NIS | 4503-WZ-DM-T68832701 | 68-SU-8301 |  |  | 6883-LT-321/6812-DSB-001 | [28 empty] | 6812-DSB-001 |  |  |  |  | 5 | 4
| 4156-LS-308 |  | 4156-LD-308 | LEVEL SWITCH - TUNNING FORK |  |  | DIR | DCS | Field | [7 empty] | IS | 4503-VZ-DM-T41562001 | 41-SL-7002 |  |  | 4156-LS-308/6812-DSB-001 | [28 empty] | 6812-DSB-001 |  |  |  |  | 6 | 1
| 4156-LS-309 |  | 4156-LD-309 | LEVEL SWITCH - TUNNING FORK |  |  | DIR | DCS | Field | [7 empty] | IS | 4503-VZ-DM-T41562001 | 41-SL-7002 |  |  | 4156-LS-309/6812-DSB-001 | [28 empty] | 6812-DSB-001 |  |  |  |  | 6 | 2
| 4156-LS-310 |  | 4156-LD-310 | LEVEL SWITCH - TUNNING FORK |  |  | DIR | DCS | Field | [7 empty] | IS | 4503-VZ-DM-T41562001 | 41-SL-7002 |  |  | 4156-LS-310/6812-DSB-001 | [28 empty] | 6812-DSB-001 |  |  |  |  | 6 | 3
| 4156-LS-311 |  | 4156-LD-311 | LEVEL SWITCH - TUNNING FORK |  |  | DIR | DCS | Field | [7 empty] | IS | 4503-VZ-DM-T41562005 | 41-SL-7502 |  |  | 4156-LS-311/6812-DSB-001 | [28 empty] | 6812-DSB-001 |  |  |  |  | 6 | 4
| 4156-LS-312 |  | 4156-LD-312 | LEVEL SWITCH - TUNNING FORK |  |  | DIR | DCS | Field | [7 empty] | IS | 4503-VZ-DM-T41562005 | 41-SL-7502 |  |  | 4156-LS-312/6812-DSB-001 | [28 empty] | 6812-DSB-001 |  |  |  |  | 7 | 1
| 4156-LS-313 |  | 4156-LD-313 | LEVEL SWITCH - TUNNING FORK |  |  | DIR | DCS | Field | [7 empty] | IS | 4503-VZ-DM-T41562005 | 41-SL-7502 |  |  | 4156-LS-313/6812-DSB-001 | [28 empty] | 6812-DSB-001 |  |  |  |  | 7 | 2
| 4156-LS-314 |  | 4156-LD-314 | LEVEL SWITCH - TUNNING FORK |  |  | DIR | DCS | Field | [7 empty] | IS | 4503-VZ-DM-T41562005 | 41-SL-7502 |  |  | 4156-LS-314/6812-DSB-001 | [28 empty] | 6812-DSB-001 |  |  |  |  | 7 | 3
| 4156-LS-320 |  | 4156-LD-320 | LEVEL SWITCH - TUNNING FORK |  |  | DIR | DCS | Field | [7 empty] | IS | 4503-VZ-DM-T41562005 | 41-SL-7502 |  |  | 4156-LS-320/6812-DSB-001 | [28 empty] | 6812-DSB-001 |  |  |  |  | 7 | 4
| 4156-LS-322 |  | 4156-LD-322 | LEVEL SWITCH - TUNNING FORK |  |  | DIR | DCS | Field | [7 empty] | IS | 4503-VZ-DM-T41562001 | 41-SL-7002 |  |  | 4156-LS-322/6812-DSB-001 | [28 empty] | 6812-DSB-001 |  |  |  |  | 8 | 1
| 4156-PT-403 |  | 4156-PD-403 | PRESSURE TRANSM. - DIAPH. WITH CAPILLARY |  |  | AIRH | DCS | Field | [7 empty] | IS | 4503-VZ-DM-T41562005 | 41-SL-7502 |  |  | 4156-PT-403/6812-DSB-001 | [28 empty] | 6812-DSB-001 |  |  |  |  | 8 | 2
| 4170-AT-002 |  | 4170-AD-002 | ANALYZER -ELECTROCHEMICAL OXYGEN ANALYZE |  |  | AIRH | DCS | Field |  |  |  |  | - |  |  | IS | 4503-VZ-DM-T41702000 | 41-F-7041 |  |  | 4170-AT-002/6812-DSB-001 | [28 empty] | 6812-DSB-001 |  |  |  |  | 8 | 3
| 4175-AT-002 |  | 4175-AD-002 | ANALYZER -ELECTROCHEMICAL OXYGEN ANALYZE |  |  | AIRH | DCS | Field |  |  |  |  | - |  |  | IS | 4503-VZ-DM-T41752000 |  |  |  | 4175-AT-002/6812-DSB-001 | [28 empty] | 6812-DSB-001 |  |  |  |  | 8 | 4
| 6883-PT-422 |  | 6883-PD-422 | PRESSURE TRANSMITTER |  |  | AIRH | DCS | Field | [7 empty] | NIS | 4503-WZ-DM-T68832701 |  |  |  | 6883-PT-422/6812-DSB-001 | [28 empty] | 6812-DSB-001 |  |  |  |  | 9 | 1
| 6883-TT-622 |  | 6883-TD-622 | TEMPERATURE TRANSM. - HEAD MOUNT |  |  | AIRH | DCS | Field | [7 empty] | NIS | 4503-WZ-DM-T68832701 | 68-SU-8301 |  |  | 6883-TT-622/6812-DSB-001 | [28 empty] | 6812-DSB-001 |  |  |  |  | 9 | 2
| 6899-FT-201 |  | 6899-FD-201 | FLOW TRANSMITTER - MAG |  |  | AIRH | DCS | Field |  |  |  |  | 230 VAC |  |  | NIS | 4503-WZ-DM-T68992001 |  |  |  | 6899-FT-201/6812-DSB-001 | [28 empty] | 6812-DSB-001 |  |  |  |  | 9 | 3
| 6899-FT-203 |  | 6899-FD-203 | FLOW TRANSMITTER - MAG |  |  | AIRH | DCS | Field |  |  |  |  | 230 VAC |  |  | NIS | 4503-WZ-DM-T68992001 |  |  |  | 6899-FT-203/6812-DSB-001 | [28 empty] | 6812-DSB-001 |  |  |  |  | 9 | 4
| 6899-PT-401 |  | 6899-PD-401 | PRESSURE TRANSMITTER |  |  | AIRH | DCS | Field | [7 empty] | NIS | 4503-WZ-DM-T68992001 |  |  |  | 6899-PT-401/6812-DSB-001 | [28 empty] | 6812-DSB-001 |  |  |  |  | 10 | 1
| 6899-PT-403 |  | 6899-PD-403 | PRESSURE TRANSMITTER |  |  | AIRH | DCS | Field | [7 empty] | NIS | 4503-WZ-DM-T68992001 |  |  |  | 6899-PT-403/6812-DSB-001 | [28 empty] | 6812-DSB-001 |  |  |  |  | 10 | 2
| 6899-TT-601 |  | 6899-TD-601 | TEMPERATURE TRANSM. - HEAD MOUNT |  |  | AIRH | DCS | Field | [7 empty] | NIS | 4503-WZ-DM-T68992001 |  |  |  | 6899-TT-601/6812-DSB-001 | [28 empty] | 6812-DSB-001 |  |  |  |  | 10 | 3
| 6899-TT-603 |  | 6899-TD-603 | TEMPERATURE TRANSM. - HEAD MOUNT |  |  | AIRH | DCS | Field | [7 empty] | NIS | 4503-WZ-DM-T68992001 |  |  |  | 6899-TT-603/6812-DSB-001 | [28 empty] | 6812-DSB-001 |  |  |  |  | 10 | 4
| 8919-FSH-245P |  | 8919-FD-245P | FLOW SWITCH - HIGH |  |  | DIR | DCS | Field | [7 empty] | NIS | 4503-SZ-DM-T89192004 | 6812-SS-2005 | SS008000 |  | 8919-FSH-245P/6812-DSB-001 | [28 empty] | 6812-DSB-001 |  |  |  |  | 11 | 1
| 8919-FSH-246P |  | 8919-FD-246P | FLOW SWITCH - HIGH |  |  | DIR | DCS | Field | [7 empty] | NIS | 4503-SZ-DM-T89192004 | 6812-SS-2006 | SS008000 |  | 8919-FSH-246P/6812-DSB-001 | [28 empty] | 6812-DSB-001 |  |  |  |  | 11 | 2
| 8919-FSH-247P |  | 8919-FD-247P | FLOW SWITCH - HIGH |  |  | DIR | DCS | Field | [7 empty] | NIS | 4503-SZ-DM-T89192004 | 6812-SS-2007 | SS008000 |  | 8919-FSH-247P/6812-DSB-001 | [28 empty] | 6812-DSB-001 |  |  |  |  | 11 | 3
| 8919-FSH-248P |  | 8919-FD-248P | FLOW SWITCH - HIGH |  |  | DIR | DCS | Field | [7 empty] | NIS | 4503-SZ-DM-T89192004 | 6812-SS-2008 | SS008000 |  | 8919-FSH-248P/6812-DSB-001 | [28 empty] | 6812-DSB-001 |  |  |  |  | 11 | 4
| 8919-FSH-249P |  | 8919-FD-249P | FLOW SWITCH - HIGH |  |  | DIR | DCS | Field | [7 empty] | NIS | 4503-SZ-DM-T89192004 | 6813-SS-2009 | SS008000 |  | 8919-FSH-249P/6812-DSB-001 | [28 empty] | 6812-DSB-001 |  |  |  |  | 12 | 1
| 8919-FSH-250P |  | 8919-FD-250P | FLOW SWITCH - HIGH |  |  | DIR | DCS | Field | [7 empty] | NIS | 4503-SZ-DM-T89192004 | 6813-SS-2010 | SS008000 |  | 8919-FSH-250P/6812-DSB-001 | [28 empty] | 6812-DSB-001 |  |  |  |  | 12 | 2
| 8919-FSH-251P |  | 8919-FD-251P | FLOW SWITCH - HIGH |  |  | DIR | DCS | Field | [7 empty] | NIS | 4503-SZ-DM-T89192004 | 6813-SS-2011 | SS008000 |  | 8919-FSH-251P/6812-DSB-001 | [28 empty] | 6812-DSB-001 |  |  |  |  | 12 | 3
| 8919-FSH-265P |  | 8919-FD-265P | FLOW SWITCH - HIGH |  |  | DIR | DCS | Field | [7 empty] | NIS | 4503-SZ-DM-T89192004 | 6812-SS-2222 | SS008000 |  | 8919-FSH-265P/6812-DSB-001 | [28 empty] | 6812-DSB-001 |  |  |  |  | 12 | 4
| 8919-FSH-268P |  | 8919-FD-268P | FLOW SWITCH - HIGH |  |  | DIR | DCS | Field | [7 empty] | NIS | 4503-SZ-DM-T89192004 | 6813-SS-2225 | SS008000 |  | 8919-FSH-268P/6812-DSB-001 | [28 empty] | 6812-DSB-001 |  |  |  |  | 13 | 1
| 8919-FSH-270P |  | 8919-FD-270P | FLOW SWITCH - HIGH |  |  | DIR | DCS | Field | [7 empty] | NIS | 4503-SZ-DM-T89192004 | 6812-SS-2327 | SS008000 |  | 8919-FSH-270P/6812-DSB-001 | [28 empty] | 6812-DSB-001 |  |  |  |  | 13 | 2
| 8919-FSH-271P |  | 8919-FD-271P | FLOW SWITCH - HIGH |  |  | DIR | DCS | Field | [7 empty] | NIS | 4503-SZ-DM-T89192004 | 6813-SS-2328 | SS008000 |  | 8919-FSH-271P/6812-DSB-001 | [28 empty] | 6812-DSB-001 |  |  |  |  | 13 | 3
| 8919-FSH-273P |  | 8919-FD-273P | FLOW SWITCH - HIGH |  |  | DIR | DCS | Field | [7 empty] | NIS | 4503-SZ-DM-T89192004 | 6813-SS-2330 | SS008000 |  | 8919-FSH-273P/6812-DSB-001 | [28 empty] | 6812-DSB-001 |  |  |  |  | 13 | 4
| 8919-FSH-274P |  | 8919-FD-274P | FLOW SWITCH - HIGH |  |  | DIR | DCS | Field | [7 empty] | NIS | 4503-SZ-DM-T89192004 | 6812-SS-2331 | SS008000 |  | 8919-FSH-274P/6812-DSB-001 | [28 empty] | 6812-DSB-001 |  |  |  |  | 14 | 1
| 6899-AT-004 |  | 6899-AD-004 | ANALYZER - HC (IR TYPE) |  |  | AIRH | DCS | Field |  |  |  |  | 24 VDC |  |  | NIS | 4503-WZ-DM-T68992001 |  |  |  | 6899-AT-004/6812-DSB-001 | [28 empty] | 6812-DSB-001 |  |  |  |  | 14 | 2
| SPARE | [49 empty] | 6812-DSB-001 |  |  |  |  | 14 | 3
| SPARE | [49 empty] | 6812-DSB-001 |  |  |  |  | 14 | 4
| 6899-PT-404 |  | 6899-PD-404 | PRESSURE TRANSMITTER |  |  | AIRH | DCS | Field | [7 empty] | IS | 4503-WZ-DM-T68992001 |  |  |  | 6899-PT-404/6812-DSB-001 | [28 empty] | 6812-DSB-001 |  |  |  |  | 15 | 1
| 6899-TT-604 |  | 6899-TD-604 | TEMPERATURE TRANSM. - HEAD MOUNT |  |  | AIRH | DCS | Field | [7 empty] | IS | 4503-WZ-DM-T68992001 |  |  |  | 6899-TT-604/6812-DSB-001 | [28 empty] | 6812-DSB-001 |  |  |  |  | 15 | 2
| 4175-LT-362P |  | 4175-LD-362P | LEVELTRANSMITTER-GWRADAR |  |  | AIRH | DCS | Field | [7 empty] | IS | 4503-FY-BD428T01GEN001 |  | 41-PK-7501 |  | 4175-LT-362P/6812-DSB-001 | [28 empty] | 6812-DSB-001 |  |  |  |  | 15 | 3
| 4175-PT-453P |  | 4175-PD-453P | PRESSURE TRANSMITTER |  |  | AIRH | DCS | Field | [7 empty] | IS | 4503-FY-BD428T01GEN001 |  | 41-PK-7501 |  | 4175-PT-453P/6812-DSB-001 | [28 empty] | 6812-DSB-001 |  |  |  |  | 15 | 4
| SPARE | [49 empty] | 6812-DSB-001 |  |  |  |  | 16 | 1
| SPARE | [49 empty] | 6812-DSB-001 |  |  |  |  | 16 | 2
| SPARE | [49 empty] | 6812-DSB-001 |  |  |  |  | 16 | 3
| SPARE | [49 empty] | 6812-DSB-001 |  |  |  |  | 16 | 4
| SPARE | [49 empty] | 6812-DSB-001 |  |  |  |  | 17 | 1
| SPARE | [49 empty] | 6812-DSB-001 |  |  |  |  | 17 | 2
| SPARE | [49 empty] | 6812-DSB-001 |  |  |  |  | 17 | 3
| SPARE | [49 empty] | 6812-DSB-001 |  |  |  |  | 17 | 4
| SPARE | [49 empty] | 6812-DSB-001 |  |  |  |  | 18 | 1
| SPARE | [49 empty] | 6812-DSB-001 |  |  |  |  | 18 | 2
| SPARE | [49 empty] | 6812-DSB-001 |  |  |  |  | 18 | 3
| SPARE | [49 empty] | 6812-DSB-001 |  |  |  |  | 18 | 4
| SPARE | [49 empty] | 6812-DSB-001 |  |  |  |  | 19 | 1
| SPARE | [49 empty] | 6812-DSB-001 |  |  |  |  | 19 | 2
| SPARE | [49 empty] | 6812-DSB-001 |  |  |  |  | 19 | 3
| SPARE | [49 empty] | 6812-DSB-001 |  |  |  |  | 19 | 4
| SPARE | [49 empty] | 6812-DSB-001 |  |  |  |  | 20 | 1
| SPARE | [49 empty] | 6812-DSB-001 |  |  |  |  | 20 | 2
| SPARE | [49 empty] | 6812-DSB-001 |  |  |  |  | 20 | 3
| SPARE | [49 empty] | 6812-DSB-001 |  |  |  |  | 20 | 4
| SPARE | [49 empty] | 6812-DSB-001 |  |  |  |  | 21 | 1
| SPARE | [49 empty] | 6812-DSB-001 |  |  |  |  | 21 | 2
| SPARE | [49 empty] | 6812-DSB-001 |  |  |  |  | 21 | 3
| SPARE | [49 empty] | 6812-DSB-001 |  |  |  |  | 21 | 4
| SPARE | [49 empty] | 6812-DSB-001 |  |  |  |  | 22 | 1
| SPARE | [49 empty] | 6812-DSB-001 |  |  |  |  | 22 | 2
| SPARE | [49 empty] | 6812-DSB-001 |  |  |  |  | 22 | 3
| SPARE | [49 empty] | 6812-DSB-001 |  |  |  |  | 22 | 4
| SPARE | [49 empty] | 6812-DSB-001 |  |  |  |  | 23 | 1
| SPARE | [49 empty] | 6812-DSB-001 |  |  |  |  | 23 | 2
| SPARE | [49 empty] | 6812-DSB-001 |  |  |  |  | 23 | 3
| SPARE | [49 empty] | 6812-DSB-001 |  |  |  |  | 23 | 4
| SPARE | [49 empty] | 6812-DSB-001 |  |  |  |  | 24 | 1
| SPARE | [49 empty] | 6812-DSB-001 |  |  |  |  | 24 | 2
| SPARE | [49 empty] | 6812-DSB-001 |  |  |  |  | 24 | 3
| SPARE | [49 empty] | 6812-DSB-001 |  |  |  |  | 24 | 4
| 3156-LS-304 |  | 3156-LD-304 | LEVEL SWITCH - TUNNING FORK |  |  | DIR | DCS | Field | [7 empty] | IS | 4503-VZ-DM-T31562002 | 31-SL-5647 |  |  | 3156-LS-304/6814-DSB-001 | [28 empty] | 6814-DSB-001 |  |  |  |  | 1 | 1
| 3156-LS-305 |  | 3156-LD-305 | LEVEL SWITCH - TUNNING FORK |  |  | DIR | DCS | Field | [7 empty] | IS | 4503-VZ-DM-T31562002 | 31-SL-5647 |  |  | 3156-LS-305/6814-DSB-001 | [28 empty] | 6814-DSB-001 |  |  |  |  | 1 | 2
| 3156-LS-316 |  | 3156-LD-316 | LEVEL SWITCH - TUNNING FORK |  |  | DIR | DCS | Field | [7 empty] | IS | 4503-VZ-DM-T31562002 | 31-SL-5647 |  |  | 3156-LS-316/6814-DSB-001 | [28 empty] | 6814-DSB-001 |  |  |  |  | 1 | 3
| 3156-LS-335 |  | 3156-LD-335 | LEVEL SWITCH - TUNNING FORK |  |  | DIR | DCS | Field | [7 empty] | IS | 4503-VZ-DM-T31562002 | 31-SL-5648 |  |  | 3156-LS-335/6814-DSB-001 | [28 empty] | 6814-DSB-001 |  |  |  |  | 1 | 4
| 3156-LS-336 |  | 3156-LD-336 | LEVEL SWITCH - TUNNING FORK |  |  | DIR | DCS | Field | [7 empty] | IS | 4503-VZ-DM-T31562002 | 31-SL-5648 |  |  | 3156-LS-336/6814-DSB-001 | [28 empty] | 6814-DSB-001 |  |  |  |  | 2 | 1
| 3156-LS-337 |  | 3156-LD-337 | LEVEL SWITCH - TUNNING FORK |  |  | DIR | DCS | Field | [7 empty] | IS | 4503-VZ-DM-T31562002 | 31-SL-5648 |  |  | 3156-LS-337/6814-DSB-001 | [28 empty] | 6814-DSB-001 |  |  |  |  | 2 | 2
| 3156-LT-338 |  | 3156-LD-338 | LEVEL TRANSM. - RADAR |  |  | AIRH | DCS | Field | [7 empty] | IS | 4503-VZ-DM-T31562002 | 31-SL-5647 |  |  | 3156-LT-338/6814-DSB-001 | [28 empty] | 6814-DSB-001 |  |  |  |  | 2 | 3
| 3162-FIT-202 |  | 3162-FD-202 | FLOW IND.TRANSM. - CORIOLIS REMOTE MOUNT |  |  | AIRH | DCS | Field |  |  |  |  | 230 VAC |  |  | IS | 4503-VZ-DM-T31622010 |  |  |  | 3162-FIT-202/6814-DSB-001 | [28 empty] | 6814-DSB-001 |  |  |  |  | 2 | 4
| 3162-JIC-913 |  | 3162-JD-913 | INDICATING CONTROLLER |  |  | AORH | DCS | Field | [7 empty] | IS | 4503-VZ-DM-T31622009 |  |  |  | 3162-JIC-913/6814-DSB-001 | [28 empty] | 6814-DSB-001 |  |  |  |  | 3 | 1
| 3162-LT-301 |  | 3162-LD-301 | BUBBLER TYPE DP LEVEL TRANSMITTER |  |  | AIRH | DCS | Field | [7 empty] | IS | 4503-VZ-DM-T31622009 | 31-V-6212 |  |  | 3162-LT-301/6814-DSB-001 | [28 empty] | 6814-DSB-001 |  |  |  |  | 3 | 2
| 3162-TT-601 |  | 3162-TD-601 | TEMPERATURE TRANSM. - HEAD MOUNT |  |  | AIRH | DCS | Field | [7 empty] | IS | 4503-VZ-DM-T31622009 | 31-V-6212 |  |  | 3162-TT-601/6814-DSB-001 | [28 empty] | 6814-DSB-001 |  |  |  |  | 3 | 3
| 3162-TT-603 |  | 3162-TD-603 | TEMPERATURE TRANSM. - HEAD MOUNT |  |  | AIRH | DCS | Field | [7 empty] | IS | 4503-VZ-DM-T31622010 |  |  |  | 3162-TT-603/6814-DSB-001 | [28 empty] | 6814-DSB-001 |  |  |  |  | 3 | 4
| 3162-TT-605 |  | 3162-TD-605 | TEMPERATURE TRANSM. - HEAD MOUNT |  |  | AIRH | DCS | Field | [7 empty] | IS | 4503-VZ-DM-T31622009 | 31-V-6212 |  |  | 3162-TT-605/6814-DSB-001 | [28 empty] | 6814-DSB-001 |  |  |  |  | 4 | 1
| 3162-TT-650P |  | 3162-TD-650P | TEMPERATURE TRANSM. - HEAD MOUNT |  |  | AIRH | DCS | Field | [7 empty] | IS | 4503-GG-VD-LG046T3131P6214013 | 31-P-6214 |  |  | 3162-TT-650P/6814-DSB-001 | [28 empty] | 6814-DSB-001 |  |  |  |  | 4 | 2
| 3170-LT-301 |  | 3170-LD-301 | LEVEL TRANSMITTER - GW RADAR |  |  | AIRH | DCS | Field | [7 empty] | IS | 4503-VZ-DM-T31702003 | 31-SU-7001 |  |  | 3170-LT-301/6814-DSB-001 | [28 empty] | 6814-DSB-001 |  |  |  |  | 4 | 3
| 3170-XZSO-840P |  | 3170-XD-840P | LIMIT SWITCH - OPEN |  |  | DIR | DCS | Field | [7 empty] | IS | 4503-VZ-DM-T31702004 |  | 31-PK-8010 |  | 3170-XZSO-840P/6814-DSB-001 | [28 empty] | 6814-DSB-001 |  |  |  |  | 4 | 4
| 3170-AT-001 |  | 3170-AD-001 | ANALYZER - PARAMAGNETIC OXYGEN |  |  | AIRH | DCS | Field |  |  |  |  | 230 VAC |  |  | NIS | 4503-VZ-DM-T31702005 |  |  |  | 3170-AT-001/6814-DSB-001 | [28 empty] | 6814-DSB-001 |  |  |  |  | 5 | 1
| 3170-HS-140A |  | 3170-HD-140 | HAND SWITCH |  |  | DIR | DCS | Field | [7 empty] | NIS | 4503-VZ-DM-T31702003 |  |  |  | 3170-HS-140A/6814-DSB-001 | [28 empty] | 6814-DSB-001 |  |  |  |  | 5 | 2
| 3170-HS-140B |  | 3170-HD-140 | HAND SWITCH |  |  | DIR | DCS | Field | [7 empty] | NIS | 4503-VZ-DM-T31702003 |  |  |  | 3170-HS-140B/6814-DSB-001 | [28 empty] | 6814-DSB-001 |  |  |  |  | 5 | 3
| 3170-XY-840P |  | 3170-XD-840P | SOLENOID VALVE |  |  | DOR | DCS | Field | [7 empty] | NIS | 4503-VZ-DM-T31702004 |  | 31-PK-8010 |  | 3170-XY-840P/6814-DSB-001 | [28 empty] | 6814-DSB-001 |  |  |  |  | 5 | 4
| 4156-HS-198 |  | 4156-HD-198 | HAND SWITCH |  |  | DIR | DCS | LP | [7 empty] | NIS | 4503-VZ-DM-T41562005 |  |  |  | 4156-HS-198/6814-DSB-001 | [28 empty] | 6814-DSB-001 |  |  |  |  | 6 | 1
| 4156-HS-199 |  | 4156-HD-199 | HAND SWITCH |  |  | DIR | DCS | LP | [7 empty] | NIS | 4503-VZ-DM-T41562005 |  |  |  | 4156-HS-199/6814-DSB-001 | [28 empty] | 6814-DSB-001 |  |  |  |  | 6 | 2
| 6883-FT-211 |  | 6883-FD-211 | FLOW TRANSMITTER - MAG |  |  | AIRH | DCS | Field |  |  |  |  | 230 VAC |  |  | NIS | 4503-WZ-DM-T68832701 |  |  |  | 6883-FT-211/6814-DSB-001 | [28 empty] | 6814-DSB-001 |  |  |  |  | 6 | 3
| 6883-LT-311 |  | 6883-LD-311 | LEVEL TRANSM. - RADAR |  |  | AIRH | DCS | Field | [7 empty] | NIS | 4503-WZ-DM-T68832701 | 68-SU-8302 |  |  | 6883-LT-311/6814-DSB-001 | [28 empty] | 6814-DSB-001 |  |  |  |  | 6 | 4
| 4175-HZSO-154 |  | 4175-HD-154 | LIMIT SWITCH - OPEN |  |  | DIR | DCS | Field | [7 empty] | IS | 4503-VZ-DM-T31702002 |  |  |  | 4175-HZSO-154/6814-DSB-001 | [28 empty] | 6814-DSB-001 |  |  |  |  | 7 | 1
| 4175-HZSC-154 |  | 4175-HD-154 | LIMIT SWITCH - CLOSE |  |  | DIR | DCS | Field | [7 empty] | IS | 4503-VZ-DM-T31702002 |  |  |  | 4175-HZSC-154/6814-DSB-001 | [28 empty] | 6814-DSB-001 |  |  |  |  | 7 | 2
| 6899-FT-205 |  | 6899-FD-205 | FLOW TRANSMITTER - MAG |  |  | AIRH | DCS | Field |  |  |  |  | 230 VAC |  |  | IS | 4503-WZ-DM-T68992001 |  |  |  | 6899-FT-205/6814-DSB-001 | [28 empty] | 6814-DSB-001 |  |  |  |  | 7 | 3
| 6899-PT-405 |  | 6899-PD-405 | PRESSURE TRANSMITTER |  |  | AIRH | DCS | Field | [7 empty] | IS | 4503-WZ-DM-T68992001 |  |  |  | 6899-PT-405/6814-DSB-001 | [28 empty] | 6814-DSB-001 |  |  |  |  | 7 | 4
| 6883-PT-411 |  | 6883-PD-411 | PRESSURE TRANSMITTER |  |  | AIRH | DCS | Field | [7 empty] | NIS | 4503-WZ-DM-T68832701 |  |  |  | 6883-PT-411/6814-DSB-001 | [28 empty] | 6814-DSB-001 |  |  |  |  | 8 | 1
| 6883-TT-611 |  | 6883-TD-611 | TEMPERATURE TRANSM. - HEAD MOUNT |  |  | AIRH | DCS | Field | [7 empty] | NIS | 4503-WZ-DM-T68832701 | 68-SU-8302 |  |  | 6883-TT-611/6814-DSB-001 | [28 empty] | 6814-DSB-001 |  |  |  |  | 8 | 2
| 6899-AT-002 |  | 6899-AD-002 | ANALYZER - HC (IR TYPE) |  |  | AIRH | DCS | Field |  |  |  |  | 24 VDC |  |  | NIS | 4503-WZ-DM-T68992001 |  |  |  | 6899-AT-002/6814-DSB-001 | [28 empty] | 6814-DSB-001 |  |  |  |  | 8 | 3
| 6899-AT-006 |  | 6899-AD-006 | ANALYZER - HC (IR TYPE) |  |  | AIRH | DCS | Field |  |  |  |  | 24 VDC |  |  | NIS | 4503-WZ-DM-T68992001 |  |  |  | 6899-AT-006/6814-DSB-001 | [28 empty] | 6814-DSB-001 |  |  |  |  | 8 | 4
| 6899-PT-402 |  | 6899-PD-402 | PRESSURE TRANSMITTER |  |  | AIRH | DCS | Field | [7 empty] | NIS | 4503-WZ-DM-T68992001 |  |  |  | 6899-PT-402/6814-DSB-001 | [28 empty] | 6814-DSB-001 |  |  |  |  | 9 | 1
| 6899-TT-602 |  | 6899-TD-602 | TEMPERATURE TRANSM. - HEAD MOUNT |  |  | AIRH | DCS | Field | [7 empty] | NIS | 4503-WZ-DM-T68992001 |  |  |  | 6899-TT-602/6814-DSB-001 | [28 empty] | 6814-DSB-001 |  |  |  |  | 9 | 2
| 8919-FSH-241P |  | 8919-FD-241P | FLOW SWITCH - HIGH |  |  | DIR | DCS | Field | [7 empty] | NIS | 4503-SZ-DM-T89192004 | 6814-SS-2001 | SS008000 |  | 8919-FSH-241P/6814-DSB-001 | [28 empty] | 6814-DSB-001 |  |  |  |  | 9 | 3
| 8919-FSH-242P |  | 8919-FD-242P | FLOW SWITCH - HIGH |  |  | DIR | DCS | Field | [7 empty] | NIS | 4503-SZ-DM-T89192004 | 6814-SS-2002 | SS008000 |  | 8919-FSH-242P/6814-DSB-001 | [28 empty] | 6814-DSB-001 |  |  |  |  | 9 | 4
| 6899-PT-406 |  | 6899-PD-406 | PRESSURE TRANSMITTER |  |  | AIRH | DCS | Field | [7 empty] | IS | 4503-WZ-DM-T68992001 |  |  |  | 6899-PT-406/6814-DSB-001 | [28 empty] | 6814-DSB-001 |  |  |  |  | 10 | 1
| 6899-TT-605 |  | 6899-TD-605 | TEMPERATURE TRANSM. - HEAD MOUNT |  |  | AIRH | DCS | Field | [7 empty] | IS | 4503-WZ-DM-T68992001 |  |  |  | 6899-TT-605/6814-DSB-001 | [28 empty] | 6814-DSB-001 |  |  |  |  | 10 | 2
| 6899-TT-606 |  | 6899-TD-606 | TEMPERATURE TRANSM. - HEAD MOUNT |  |  | AIRH | DCS | Field | [7 empty] | IS | 4503-WZ-DM-T68992001 |  |  |  | 6899-TT-606/6814-DSB-001 | [28 empty] | 6814-DSB-001 |  |  |  |  | 10 | 3
| 3170-XZSC-840P |  | 3170-XD-840P | LIMIT SWITCH - CLOSE |  |  | DIR | DCS | Field | [7 empty] | IS | 4503-VZ-DM-T31702004 |  | 31-PK-8010 |  | 3170-XZSC-840P/6814-DSB-001 | [28 empty] | 6814-DSB-001 |  |  |  |  | 10 | 4
| 8919-FSH-243P |  | 8919-FD-243P | FLOW SWITCH - HIGH |  |  | DIR | DCS | Field | [7 empty] | NIS | 4503-SZ-DM-T89192004 | 6814-SS-2003 | SS008000 |  | 8919-FSH-243P/6814-DSB-001 | [28 empty] | 6814-DSB-001 |  |  |  |  | 11 | 1
| 8919-FSH-253P |  | 8919-FD-253P | FLOW SWITCH - HIGH |  |  | DIR | DCS | Field | [7 empty] | NIS | 4503-SZ-DM-T89192004 | 6815-SS-2013 | SS008000 |  | 8919-FSH-253P/6814-DSB-001 | [28 empty] | 6814-DSB-001 |  |  |  |  | 11 | 2
| 8919-FSH-264P |  | 8919-FD-264P | FLOW SWITCH - HIGH |  |  | DIR | DCS | Field | [7 empty] | NIS | 4503-SZ-DM-T89192004 | 6814-SS-2221 | SS008000 |  | 8919-FSH-264P/6814-DSB-001 | [28 empty] | 6814-DSB-001 |  |  |  |  | 11 | 3
| 8919-FSH-269P |  | 8919-FD-269P | FLOW SWITCH - HIGH |  |  | DIR | DCS | Field | [7 empty] | NIS | 4503-SZ-DM-T89192004 | 6814-SS-2326 | SS008000 |  | 8919-FSH-269P/6814-DSB-001 | [28 empty] | 6814-DSB-001 |  |  |  |  | 11 | 4
| 8919-FSH-272P |  | 8919-FD-272P | FLOW SWITCH - HIGH |  |  | DIR | DCS | Field | [7 empty] | NIS | 4503-SZ-DM-T89192004 | 6814-SS-2329 | SS008000 |  | 8919-FSH-272P/6814-DSB-001 | [28 empty] | 6814-DSB-001 |  |  |  |  | 12 | 1
| 3170-LSH-324P |  | 3170-LD-324P | LEVEL SWITCH - TUNNING FORK |  |  | DIR | DCS | Field | [7 empty] | NIS | 4503-VZ-DM-T31702004 | 31-HP-8013 | 31-PK-8010 |  | 3170-LSH-324P/6814-DSB-001 | [28 empty] | 6814-DSB-001 |  |  |  |  | 12 | 2
| 3170-LSHH-323P |  | 3170-LD-323P | LEVEL SWITCH - TUNNING FORK |  |  | DIR | DCS | Field | [7 empty] | NIS | 4503-VZ-DM-T31702004 | 31-HP-8013 | 31-PK-8010 |  | 3170-LSHH-323P/6814-DSB-001 | [28 empty] | 6814-DSB-001 |  |  |  |  | 12 | 3
| SPARE | [49 empty] | 6814-DSB-001 |  |  |  |  | 12 | 4
| SPARE | [49 empty] | 6814-DSB-001 |  |  |  |  | 13 | 1
| SPARE | [49 empty] | 6814-DSB-001 |  |  |  |  | 13 | 2
| SPARE | [49 empty] | 6814-DSB-001 |  |  |  |  | 13 | 3
| SPARE | [49 empty] | 6814-DSB-001 |  |  |  |  | 13 | 4
| SPARE | [49 empty] | 6814-DSB-001 |  |  |  |  | 14 | 1
| SPARE | [49 empty] | 6814-DSB-001 |  |  |  |  | 14 | 2
| SPARE | [49 empty] | 6814-DSB-001 |  |  |  |  | 14 | 3
| SPARE | [49 empty] | 6814-DSB-001 |  |  |  |  | 14 | 4
| SPARE | [49 empty] | 6814-DSB-001 |  |  |  |  | 15 | 1
| SPARE | [49 empty] | 6814-DSB-001 |  |  |  |  | 15 | 2
| SPARE | [49 empty] | 6814-DSB-001 |  |  |  |  | 15 | 3
| SPARE | [49 empty] | 6814-DSB-001 |  |  |  |  | 15 | 4
| SPARE | [49 empty] | 6814-DSB-001 |  |  |  |  | 16 | 1
| SPARE | [49 empty] | 6814-DSB-001 |  |  |  |  | 16 | 2
| SPARE | [49 empty] | 6814-DSB-001 |  |  |  |  | 16 | 3
| SPARE | [49 empty] | 6814-DSB-001 |  |  |  |  | 16 | 4
| SPARE | [49 empty] | 6814-DSB-001 |  |  |  |  | 17 | 1
| SPARE | [49 empty] | 6814-DSB-001 |  |  |  |  | 17 | 2
| SPARE | [49 empty] | 6814-DSB-001 |  |  |  |  | 17 | 3
| SPARE | [49 empty] | 6814-DSB-001 |  |  |  |  | 17 | 4
| SPARE | [49 empty] | 6814-DSB-001 |  |  |  |  | 18 | 1
| SPARE | [49 empty] | 6814-DSB-001 |  |  |  |  | 18 | 2
| SPARE | [49 empty] | 6814-DSB-001 |  |  |  |  | 18 | 3
| SPARE | [49 empty] | 6814-DSB-001 |  |  |  |  | 18 | 4
| SPARE | [49 empty] | 6814-DSB-001 |  |  |  |  | 19 | 1
| SPARE | [49 empty] | 6814-DSB-001 |  |  |  |  | 19 | 2
| SPARE | [49 empty] | 6814-DSB-001 |  |  |  |  | 19 | 3
| SPARE | [49 empty] | 6814-DSB-001 |  |  |  |  | 19 | 4
| SPARE | [49 empty] | 6814-DSB-001 |  |  |  |  | 20 | 1
| SPARE | [49 empty] | 6814-DSB-001 |  |  |  |  | 20 | 2
| SPARE | [49 empty] | 6814-DSB-001 |  |  |  |  | 20 | 3
| SPARE | [49 empty] | 6814-DSB-001 |  |  |  |  | 20 | 4
| SPARE | [49 empty] | 6814-DSB-001 |  |  |  |  | 21 | 1
| SPARE | [49 empty] | 6814-DSB-001 |  |  |  |  | 21 | 2
| SPARE | [49 empty] | 6814-DSB-001 |  |  |  |  | 21 | 3
| SPARE | [49 empty] | 6814-DSB-001 |  |  |  |  | 21 | 4
| SPARE | [49 empty] | 6814-DSB-001 |  |  |  |  | 22 | 1
| SPARE | [49 empty] | 6814-DSB-001 |  |  |  |  | 22 | 2
| SPARE | [49 empty] | 6814-DSB-001 |  |  |  |  | 22 | 3
| SPARE | [49 empty] | 6814-DSB-001 |  |  |  |  | 22 | 4
| SPARE | [49 empty] | 6814-DSB-001 |  |  |  |  | 23 | 1
| SPARE | [49 empty] | 6814-DSB-001 |  |  |  |  | 23 | 2
| SPARE | [49 empty] | 6814-DSB-001 |  |  |  |  | 23 | 3
| SPARE | [49 empty] | 6814-DSB-001 |  |  |  |  | 23 | 4
| SPARE | [49 empty] | 6814-DSB-001 |  |  |  |  | 24 | 1
| SPARE | [49 empty] | 6814-DSB-001 |  |  |  |  | 24 | 2
| SPARE | [49 empty] | 6814-DSB-001 |  |  |  |  | 24 | 3
| SPARE | [49 empty] | 6814-DSB-001 |  |  |  |  | 24 | 4
| 8683-TT-611 |  | 8683-TD-611 | TEMPERATURE TRANSM. - HEAD MOUNT |  |  | AIRH | DCS | Field | [7 empty] | NIS | 4503-WZ-DM-T86832705 | 88-SU-8303 |  |  | 8801-DJB-001/8620-DSB-001 | [28 empty] | 8620-DSB-001 |  |  |  |  | 1 | 1
| 8683-PT-401 |  | 8683-PD-401 | PRESSURE TRANSMITTER |  |  | AIRH | DCS | Field | [7 empty] | NIS | 4503-WZ-DM-T86832705 |  |  |  | 8801-DJB-001/8620-DSB-001 | [28 empty] | 8620-DSB-001 |  |  |  |  | 1 | 2
| 8683-LT-302 |  | 8683-LD-302 | LEVEL TRANSM. - RADAR |  |  | AIRH | DCS | Field | [7 empty] | NIS | 4503-WZ-DM-T86832705 | 88-SU-8303 |  |  | 8801-DJB-001/8620-DSB-001 | [28 empty] | 8620-DSB-001 |  |  |  |  | 1 | 3
| 8683-FT-202 |  | 8683-FD-202 | FLOW TRANSMITTER - MAG |  |  | AIRH | DCS | Field |  |  |  |  | 230 VAC |  |  | NIS | 4503-WZ-DM-T86832705 |  |  |  | 8801-DJB-001/8620-DSB-001 | [28 empty] | 8620-DSB-001 |  |  |  |  | 1 | 4
| 8883-TT-606 |  | 8883-TD-606 | TEMPERATURE TRANSM. - HEAD MOUNT |  |  | AIRH | DCS | Field | [7 empty] | NIS | 4503-WZ-DM-T88832710 | 88-SU-8303 |  |  | 8806-DJB-001/8620-DSB-001 | [28 empty] | 8620-DSB-001 |  |  |  |  | 2 | 1
| 8883-PT-405 |  | 8883-PD-405 | PRESSURE TRANSMITTER |  |  | AIRH | DCS | Field | [7 empty] | NIS | 4503-WZ-DM-T88832710 |  |  |  | 8806-DJB-001/8620-DSB-001 | [28 empty] | 8620-DSB-001 |  |  |  |  | 2 | 2
| 8883-LT-305 |  | 8883-LD-305 | LEVEL TRANSM. - RADAR |  |  | AIRH | DCS | Field | [7 empty] | NIS | 4503-WZ-DM-T88832710 | 88-SU-8303 |  |  | 8806-DJB-001/8620-DSB-001 | [28 empty] | 8620-DSB-001 |  |  |  |  | 2 | 3
| 8620-FT-201 |  | 8620-FD-201 | FLOW TRANSMITTER - MAG |  |  | AIRH | DCS | Field |  |  |  |  | 230 VAC |  |  | NIS | 4503-WZ-DM-T86202701 |  |  |  | 8620-FT-201/8620-DSB-001 | [28 empty] | 8620-DSB-001 |  |  |  |  | 2 | 4
| 8620-FY-201 |  | 8620-FD-201 | E/P POSITIONER |  |  | AORH | DCS | Field | [7 empty] | NIS | 4503-WZ-DM-T86202701 |  |  |  | 8620-FY-201/8620-DSB-001 | [28 empty] | 8620-DSB-001 |  |  |  |  | 3 | 1
| 8620-FT-210 |  | 8620-FD-210 | FLOW TRANSMITTER - MAG |  |  | AIRH | DCS | Field |  |  |  |  | 230 VAC |  |  | NIS | 4503-SZ-DM-T86202002 |  |  |  | 8620-FT-210/8620-DSB-001 | [28 empty] | 8620-DSB-001 |  |  |  |  | 3 | 2
| 8620-LT-301 |  | 8620-LD-301 | LEVEL TRANSM. - RADAR |  |  | AIRH | DCS | Field | [7 empty] | NIS | 4503-SZ-DM-T86202001 |  |  |  | 8620-LT-301/8620-DSB-001 | [28 empty] | 8620-DSB-001 |  |  |  |  | 3 | 3
| 8620-LT-302 |  | 8620-LD-302 | LEVEL TRANSM. - RADAR |  |  | AIRH | DCS | Field | [7 empty] | NIS | 4503-SZ-DM-T86202001 | 86-TK-2001B |  |  | 8620-LT-302/8620-DSB-001 | [28 empty] | 8620-DSB-001 |  |  |  |  | 3 | 4
| 8620-LT-303 |  | 8620-LD-303 | LEVEL TRANSMITTER - dP |  |  | AIRH | DCS | Field | [7 empty] | NIS | 4503-SZ-DM-T86202001 | 86-TK-2001A |  |  | 8620-LT-303/8620-DSB-001 | [28 empty] | 8620-DSB-001 |  |  |  |  | 4 | 1
| 8620-LT-304 |  | 8620-LD-304 | LEVEL TRANSMITTER - dP |  |  | AIRH | DCS | Field | [7 empty] | NIS | 4503-SZ-DM-T86202001 | 86-TK-2001B |  |  | 8620-LT-304/8620-DSB-001 | [28 empty] | 8620-DSB-001 |  |  |  |  | 4 | 2
| 8620-LT-316P |  | 8620-LD-316P | LEVEL TRANSMITTER |  |  | AIRH | DCS | Field | [7 empty] | NIS | 4503-GG-VD-BD041T0186P2002AB048 | 86-P-2002A | 86-P-2002 A to J |  | 8620-LT-316P/8620-DSB-001 | [28 empty] | 8620-DSB-001 |  |  |  |  | 4 | 3
| 8620-LT-326P |  | 8620-LD-326P | LEVEL TRANSMITTER |  |  | AIRH | DCS | Field | [7 empty] | NIS | 4503-GG-VD-BD041T0186P2002AB048 | 86-P-2002A | 86-P-2002 A to J |  | 8620-LT-326P/8620-DSB-001 | [28 empty] | 8620-DSB-001 |  |  |  |  | 4 | 4
| 8620-PY-402A |  | 8620-PD-402 | E/P POSITIONER |  |  | AORH | DCS | Field | [7 empty] | NIS | 4503-SZ-DM-T86202003 |  |  |  | 8620-PY-402A/8620-DSB-001 | [28 empty] | 8620-DSB-001 |  |  |  |  | 5 | 1
| 8620-PT-402 |  | 8620-PD-402 | PRESSURE TRANSMITTER |  |  | AIRH | DCS | Field | [7 empty] | NIS | 4503-SZ-DM-T86202003 |  |  |  | 8620-PT-402/8620-DSB-001 | [28 empty] | 8620-DSB-001 |  |  |  |  | 5 | 2
| 8620-PY-402B |  | 8620-PD-402 | E/P POSITIONER |  |  | AORH | DCS | Field | [7 empty] | NIS | 4503-SZ-DM-T86202003 |  |  |  | 8620-PY-402B/8620-DSB-001 | [28 empty] | 8620-DSB-001 |  |  |  |  | 5 | 3
| 8620-PT-403 |  | 8620-PD-403 | PRESSURE TRANSMITTER |  |  | AIRH | DCS | Field | [7 empty] | NIS | 4503-SZ-DM-T86202002 |  |  |  | 8620-PT-403/8620-DSB-001 | [28 empty] | 8620-DSB-001 |  |  |  |  | 5 | 4
| 8620-PT-405 |  | 8620-PD-405 | PRESSURE TRANSMITTER |  |  | AIRH | DCS | Field | [7 empty] | NIS | 4503-SZ-DM-T86202002 |  |  |  | 8620-PT-405/8620-DSB-001 | [28 empty] | 8620-DSB-001 |  |  |  |  | 6 | 1
| 8620-PT-410 |  | 8620-PD-410 | PRESSURE TRANSMITTER |  |  | AIRH | DCS | Field | [7 empty] | NIS | 4503-SZ-DM-T86202002 |  |  |  | 8620-PT-410/8620-DSB-001 | [28 empty] | 8620-DSB-001 |  |  |  |  | 6 | 2
| 8620-PT-423 |  | 8620-PD-423 | PRESSURE TRANSMITTER |  |  | AIRH | DCS | Field | [7 empty] | NIS | 4503-SZ-DM-T86202005 |  |  |  | 8620-PT-423/8620-DSB-001 | [28 empty] | 8620-DSB-001 |  |  |  |  | 6 | 3
| 8620-PT-424 |  | 8620-PD-424 | PRESSURE TRANSMITTER |  |  | AIRH | DCS | Field | [7 empty] | NIS | 4503-SZ-DM-T86202004 |  |  |  | 8620-PT-424/8620-DSB-001 | [28 empty] | 8620-DSB-001 |  |  |  |  | 6 | 4
| 8620-PY-424 |  | 8620-PD-424 | E/P POSITIONER |  |  | AORH | DCS | Field | [7 empty] | NIS | 4503-SZ-DM-T86202004 |  |  |  | 8620-PY-424/8620-DSB-001 | [28 empty] | 8620-DSB-001 |  |  |  |  | 7 | 1
| 8620-PT-450 |  | 8620-PD-450 | PRESSURE TRANSMITTER |  |  | AIRH | DCS | Field | [7 empty] | NIS | 4503-WZ-DM-T86202701 |  |  |  | 8620-PT-450/8620-DSB-001 | [28 empty] | 8620-DSB-001 |  |  |  |  | 7 | 2
| 8620-TT-601 |  | 8620-TD-601 | TEMPERATURE TRANSM. - HEAD MOUNT |  |  | AIRH | DCS | Field | [7 empty] | NIS | 4503-SZ-DM-T86202001 | 86-TK-2001A |  |  | 8620-TT-601/8620-DSB-001 | [28 empty] | 8620-DSB-001 |  |  |  |  | 7 | 3
| 8620-TT-602 |  | 8620-TD-602 | TEMPERATURE TRANSM. - HEAD MOUNT |  |  | AIRH | DCS | Field | [7 empty] | NIS | 4503-SZ-DM-T86202001 | 86-TK-2001B |  |  | 8620-TT-602/8620-DSB-001 | [28 empty] | 8620-DSB-001 |  |  |  |  | 7 | 4
| 8620-TT-603 |  | 8620-TD-603 | TEMPERATURE TRANSM. - HEAD MOUNT |  |  | AIRH | DCS | Field | [7 empty] | NIS | 4503-SZ-DM-T86202001 | 86-TK-2001A |  |  | 8620-TT-603/8620-DSB-001 | [28 empty] | 8620-DSB-001 |  |  |  |  | 8 | 1
| 8620-TT-604 |  | 8620-TD-604 | TEMPERATURE TRANSM. - HEAD MOUNT |  |  | AIRH | DCS | Field | [7 empty] | NIS | 4503-SZ-DM-T86202001 | 86-TK-2001B |  |  | 8620-TT-604/8620-DSB-001 | [28 empty] | 8620-DSB-001 |  |  |  |  | 8 | 2
| 8620-XZSC-801 |  | 8620-XD-801 | LIMIT SWITCH - CLOSE |  |  | DIR | DCS | Field | [7 empty] | NIS | 4503-SZ-DM-T86202001 |  |  |  | 8620-XZSC-801/8620-DSB-001 | [28 empty] | 8620-DSB-001 |  |  |  |  | 8 | 3
| 8620-XZSO-801 |  | 8620-XD-801 | LIMIT SWITCH - OPEN |  |  | DIR | DCS | Field | [7 empty] | NIS | 4503-SZ-DM-T86202001 |  |  |  | 8620-XZSO-801/8620-DSB-001 | [28 empty] | 8620-DSB-001 |  |  |  |  | 8 | 4
| 8620-XY-801 |  | 8620-XD-801 | SOLENOID VALVE |  |  | DOR | DCS | Field | [7 empty] | NIS | 4503-SZ-DM-T86202001 |  |  |  | 8620-XY-801/8620-DSB-001 | [28 empty] | 8620-DSB-001 |  |  |  |  | 9 | 1
| 8620-XZSC-802 |  | 8620-XD-802 | LIMIT SWITCH - CLOSE |  |  | DIR | DCS | Field | [7 empty] | NIS | 4503-SZ-DM-T86202001 |  |  |  | 8620-XZSC-802/8620-DSB-001 | [28 empty] | 8620-DSB-001 |  |  |  |  | 9 | 2
| 8620-XZSO-802 |  | 8620-XD-802 | LIMIT SWITCH - OPEN |  |  | DIR | DCS | Field | [7 empty] | NIS | 4503-SZ-DM-T86202001 |  |  |  | 8620-XZSO-802/8620-DSB-001 | [28 empty] | 8620-DSB-001 |  |  |  |  | 9 | 3
| 8620-XY-802 |  | 8620-XD-802 | SOLENOID VALVE |  |  | DOR | DCS | Field | [7 empty] | NIS | 4503-SZ-DM-T86202001 |  |  |  | 8620-XY-802/8620-DSB-001 | [28 empty] | 8620-DSB-001 |  |  |  |  | 9 | 4
| 8620-XZSC-803 |  | 8620-XD-803 | LIMIT SWITCH - CLOSE |  |  | DIR | DCS | Field | [7 empty] | NIS | 4503-SZ-DM-T86202001 |  |  |  | 8620-XZSC-803/8620-DSB-001 | [28 empty] | 8620-DSB-001 |  |  |  |  | 10 | 1
| 8620-XZSO-803 |  | 8620-XD-803 | LIMIT SWITCH - OPEN |  |  | DIR | DCS | Field | [7 empty] | NIS | 4503-SZ-DM-T86202001 |  |  |  | 8620-XZSO-803/8620-DSB-001 | [28 empty] | 8620-DSB-001 |  |  |  |  | 10 | 2
| 8620-XY-803 |  | 8620-XD-803 | SOLENOID VALVE |  |  | DOR | DCS | Field | [7 empty] | NIS | 4503-SZ-DM-T86202001 |  |  |  | 8620-XY-803/8620-DSB-001 | [28 empty] | 8620-DSB-001 |  |  |  |  | 10 | 3
| 8620-XZSC-804 |  | 8620-XD-804 | LIMIT SWITCH - CLOSE |  |  | DIR | DCS | Field | [7 empty] | NIS | 4503-SZ-DM-T86202001 |  |  |  | 8620-XZSC-804/8620-DSB-001 | [28 empty] | 8620-DSB-001 |  |  |  |  | 10 | 4
| 8620-XZSO-804 |  | 8620-XD-804 | LIMIT SWITCH - OPEN |  |  | DIR | DCS | Field | [7 empty] | NIS | 4503-SZ-DM-T86202001 |  |  |  | 8620-XZSO-804/8620-DSB-001 | [28 empty] | 8620-DSB-001 |  |  |  |  | 11 | 1
| 8620-XY-804 |  | 8620-XD-804 | SOLENOID VALVE |  |  | DOR | DCS | Field | [7 empty] | NIS | 4503-SZ-DM-T86202001 |  |  |  | 8620-XY-804/8620-DSB-001 | [28 empty] | 8620-DSB-001 |  |  |  |  | 11 | 2
| 8620-XZSC-810 |  | 8620-XD-810 | LIMIT SWITCH - CLOSE |  |  | DIR | DCS | Field | [7 empty] | NIS | 4503-SZ-DM-T86202001 |  |  |  | 8620-XZSC-810/8620-DSB-001 | [28 empty] | 8620-DSB-001 |  |  |  |  | 11 | 3
| 8620-XZSO-810 |  | 8620-XD-810 | LIMIT SWITCH - OPEN |  |  | DIR | DCS | Field | [7 empty] | NIS | 4503-SZ-DM-T86202001 |  |  |  | 8620-XZSO-810/8620-DSB-001 | [28 empty] | 8620-DSB-001 |  |  |  |  | 11 | 4
| 8620-XY-810 |  | 8620-XD-810 | SOLENOID VALVE |  |  | DOR | DCS | Field | [7 empty] | NIS | 4503-SZ-DM-T86202001 |  |  |  | 8620-XY-810/8620-DSB-001 | [28 empty] | 8620-DSB-001 |  |  |  |  | 12 | 1
| 8620-XZSC-815 |  | 8620-XD-815 | LIMIT SWITCH - CLOSE |  |  | DIR | DCS | Field | [7 empty] | NIS | 4503-SZ-DM-T86202001 |  |  |  | 8620-XZSC-815/8620-DSB-001 | [28 empty] | 8620-DSB-001 |  |  |  |  | 12 | 2
| 8620-XZSO-815 |  | 8620-XD-815 | LIMIT SWITCH - OPEN |  |  | DIR | DCS | Field | [7 empty] | NIS | 4503-SZ-DM-T86202001 |  |  |  | 8620-XZSO-815/8620-DSB-001 | [28 empty] | 8620-DSB-001 |  |  |  |  | 12 | 3
| 8620-XY-815 |  | 8620-XD-815 | SOLENOID VALVE |  |  | DOR | DCS | Field | [7 empty] | NIS | 4503-SZ-DM-T86202001 |  |  |  | 8620-XY-815/8620-DSB-001 | [28 empty] | 8620-DSB-001 |  |  |  |  | 12 | 4
| 8682-LT-308 |  | 8682-LD-308 | LEVEL TRANSMITTER - GW RADAR |  |  | AIRH | DCS | Field | [7 empty] | IS | 4503-WZ-DM-T86822710 | 86-SU-8203 |  |  | 8682-LT-308/8620-DSB-001 | [28 empty] | 8620-DSB-001 |  |  |  |  | 13 | 1
| 8682-TT-616 |  | 8682-TD-616 | TEMPERATURE TRANSM. - HEAD MOUNT |  |  | AIRH | DCS | Field | [7 empty] | IS | 4503-WZ-DM-T86822710 | 86-SU-8203 |  |  | 8682-TT-616/8620-DSB-001 | [28 empty] | 8620-DSB-001 |  |  |  |  | 13 | 2
| 8682-TT-618 |  | 8682-TD-618 | TEMPERATURE TRANSM. - HEAD MOUNT |  |  | AIRH | DCS | Field | [7 empty] | IS | 4503-WZ-DM-T86822715 | 86-SU-8204 |  |  | 8682-TT-618/8620-DSB-001 | [28 empty] | 8620-DSB-001 |  |  |  |  | 13 | 3
| 8682-LT-309 |  | 8682-LD-309 | LEVEL TRANSMITTER - GW RADAR |  |  | AIRH | DCS | Field | [7 empty] | IS | 4503-WZ-DM-T86822715 | 86-SU-8204 |  |  | 8682-LT-309/8620-DSB-001 | [28 empty] | 8620-DSB-001 |  |  |  |  | 13 | 4
| 8682-PT-437 |  | 8682-PD-437 | PRESSURE TRANSMITTER |  |  | AIRH | DCS | Field | [7 empty] | NIS | 4503-WZ-DM-T86822710 |  |  |  | 8682-PT-437/8620-DSB-001 | [28 empty] | 8620-DSB-001 |  |  |  |  | 14 | 1
| 8682-PT-443 |  | 8682-PD-443 | PRESSURE TRANSMITTER |  |  | AIRH | DCS | Field | [7 empty] | NIS | 4503-WZ-DM-T86822715 |  |  |  | 8682-PT-443/8620-DSB-001 | [28 empty] | 8620-DSB-001 |  |  |  |  | 14 | 2
| 8883-FT-205 |  | 8883-FD-205 | FLOW TRANSMITTER - MAG |  |  | AIRH | DCS | Field |  |  |  |  | 230 VAC |  |  | NIS | 4503-WZ-DM-T88832710 |  |  |  | 8806-DJB-001/8620-DSB-001 | [28 empty] | 8620-DSB-001 |  |  |  |  | 14 | 3
| 8682-LS-353 P |  |  | FLOAT SWITCH |  |  | DIR | DCS | Field | [7 empty] | NIS |  |  |  |  | 8682-LS-353 P/8620-DSB-001 | [28 empty] | 8620-DSB-001 |  |  |  |  | 14 | 4
| 8682-LS-354 P |  |  | FLOAT SWITCH |  |  | DIR | DCS | Field | [7 empty] | NIS |  |  |  |  | 8682-LS-354 P/8620-DSB-001 | [28 empty] | 8620-DSB-001 |  |  |  |  | 15 | 1
| SPARE | [49 empty] | 8620-DSB-001 |  |  |  |  | 15 | 2
| SPARE | [49 empty] | 8620-DSB-001 |  |  |  |  | 15 | 3
| SPARE | [49 empty] | 8620-DSB-001 |  |  |  |  | 15 | 4
| SPARE | [49 empty] | 8620-DSB-001 |  |  |  |  | 16 | 1
| SPARE | [49 empty] | 8620-DSB-001 |  |  |  |  | 16 | 2
| SPARE | [49 empty] | 8620-DSB-001 |  |  |  |  | 16 | 3
| SPARE | [49 empty] | 8620-DSB-001 |  |  |  |  | 16 | 4
| SPARE | [49 empty] | 8620-DSB-001 |  |  |  |  | 17 | 1
| SPARE | [49 empty] | 8620-DSB-001 |  |  |  |  | 17 | 2
| SPARE | [49 empty] | 8620-DSB-001 |  |  |  |  | 17 | 3
| SPARE | [49 empty] | 8620-DSB-001 |  |  |  |  | 17 | 4
| SPARE | [49 empty] | 8620-DSB-001 |  |  |  |  | 18 | 1
| SPARE | [49 empty] | 8620-DSB-001 |  |  |  |  | 18 | 2
| SPARE | [49 empty] | 8620-DSB-001 |  |  |  |  | 18 | 3
| SPARE | [49 empty] | 8620-DSB-001 |  |  |  |  | 18 | 4
| SPARE | [49 empty] | 8620-DSB-001 |  |  |  |  | 19 | 1
| SPARE | [49 empty] | 8620-DSB-001 |  |  |  |  | 19 | 2
| SPARE | [49 empty] | 8620-DSB-001 |  |  |  |  | 19 | 3
| SPARE | [49 empty] | 8620-DSB-001 |  |  |  |  | 19 | 4
| SPARE | [49 empty] | 8620-DSB-001 |  |  |  |  | 20 | 1
| SPARE | [49 empty] | 8620-DSB-001 |  |  |  |  | 20 | 2
| SPARE | [49 empty] | 8620-DSB-001 |  |  |  |  | 20 | 3
| SPARE | [49 empty] | 8620-DSB-001 |  |  |  |  | 20 | 4
| SPARE | [49 empty] | 8620-DSB-001 |  |  |  |  | 21 | 1
| SPARE | [49 empty] | 8620-DSB-001 |  |  |  |  | 21 | 2
| SPARE | [49 empty] | 8620-DSB-001 |  |  |  |  | 21 | 3
| SPARE | [49 empty] | 8620-DSB-001 |  |  |  |  | 21 | 4
| SPARE | [49 empty] | 8620-DSB-001 |  |  |  |  | 22 | 1
| SPARE | [49 empty] | 8620-DSB-001 |  |  |  |  | 22 | 2
| SPARE | [49 empty] | 8620-DSB-001 |  |  |  |  | 22 | 3
| SPARE | [49 empty] | 8620-DSB-001 |  |  |  |  | 22 | 4
| SPARE | [49 empty] | 8620-DSB-001 |  |  |  |  | 23 | 1
| SPARE | [49 empty] | 8620-DSB-001 |  |  |  |  | 23 | 2
| SPARE | [49 empty] | 8620-DSB-001 |  |  |  |  | 23 | 3
| SPARE | [49 empty] | 8620-DSB-001 |  |  |  |  | 23 | 4
| SPARE | [49 empty] | 8620-DSB-001 |  |  |  |  | 24 | 1
| SPARE | [49 empty] | 8620-DSB-001 |  |  |  |  | 24 | 2
| SPARE | [49 empty] | 8620-DSB-001 |  |  |  |  | 24 | 3
| SPARE | [49 empty] | 8620-DSB-001 |  |  |  |  | 24 | 4
| 8640-TT-655P |  | 8640-TD-655P | TEMPERATURE TRANSM. - HEAD MOUNT |  |  | AIRH | DCS | Field | [7 empty] | NIS | 4503-GG-VD-BD026T0186P4001AB110 | 86-P-4001A | 86-P-4001A/B | 86-P-4001_G1 | 8640-TT-655P/8691-DSB-001 | [28 empty] | 8691-DSB-001 |  |  |  |  | 1 | 1
| 8640-TT-651P |  | 8640-TD-651P | TEMPERATURE TRANSM. - HEAD MOUNT |  |  | AIRH | DCS | Field | [7 empty] | NIS | 4503-GG-VD-BD026T0186P4003AB052 | 86-P-4003A | 86-P-4003 A | 89-P-4003_G1 | 8640-TT-651P/8691-DSB-001 | [28 empty] | 8691-DSB-001 |  |  |  |  | 1 | 2
| 8640-TT-653P |  | 8640-TD-653P | TEMPERATURE TRANSM. - HEAD MOUNT |  |  | AIRH | DCS | Field | [7 empty] | NIS | 4503-GG-VD-BD026T0186P4003AB052 | 86-P-4003A | 86-P-4003 A | 89-P-4003_G1 | 8640-TT-653P/8691-DSB-001 | [28 empty] | 8691-DSB-001 |  |  |  |  | 1 | 3
| 8640-TT-657P |  | 8640-TD-657P | TEMPERATURE TRANSM. - HEAD MOUNT |  |  | AIRH | DCS | Field | [7 empty] | NIS | 4503-GG-VD-BD026T0186P4001AB110 | 86-P-4001A | 86-P-4001 A | 86-P-4001_G1 | 8640-TT-657P/8691-DSB-001 | [28 empty] | 8691-DSB-001 |  |  |  |  | 1 | 4
| 8640-TT-652P |  | 8640-TD-652P | TEMPERATURE TRANSM. - HEAD MOUNT |  |  | AIRH | DCS | Field | [7 empty] | NIS | 4503-GG-VD-BD026T0186P4003AB052 | 86-P-4003B | 86-P-4003 B | 89-P-4003_G2 | 8640-TT-652P/8691-DSB-001 | [28 empty] | 8691-DSB-001 |  |  |  |  | 2 | 1
| 8640-TT-654P |  | 8640-TD-654P | TEMPERATURE TRANSM. - HEAD MOUNT |  |  | AIRH | DCS | Field | [7 empty] | NIS | 4503-GG-VD-BD026T0186P4003AB052 | 86-P-4003B | 86-P-4003 B | 89-P-4003_G2 | 8640-TT-654P/8691-DSB-001 | [28 empty] | 8691-DSB-001 |  |  |  |  | 2 | 2
| 8640-TT-658P |  | 8640-TD-658P | TEMPERATURE TRANSM. - HEAD MOUNT |  |  | AIRH | DCS | Field | [7 empty] | NIS | 4503-GG-VD-BD026T0186P4001AB110 | 86-P-4001B | 86-P-4001 B | 86-P-4001_G2 | 8640-TT-658P/8691-DSB-001 | [28 empty] | 8691-DSB-001 |  |  |  |  | 2 | 3
| 8640-TT-660P |  | 8640-TD-660P | TEMPERATURE TRANSM. - HEAD MOUNT |  |  | AIRH | DCS | Field | [7 empty] | NIS | 4503-GG-VD-BD026T0186P4002AB111 | 86-P-4002B | 86-P-4002A/B | 86-P-4002_G2 | 8640-TT-660P/8691-DSB-001 | [28 empty] | 8691-DSB-001 |  |  |  |  | 2 | 4
| 8640-TT-659P |  | 8640-TD-659P | TEMPERATURE TRANSM. - HEAD MOUNT |  |  | AIRH | DCS | Field | [7 empty] | NIS | 4503-GG-VD-BD026T0186P4002AB111 | 86-P-4002A | 86-P-4002A/B | 86-P-4002_G1 | 8640-TT-659P/8691-DSB-001 | [28 empty] | 8691-DSB-001 |  |  |  |  | 3 | 1
| 8640-TT-661P |  | 8640-TD-661P | TEMPERATURE TRANSM. - HEAD MOUNT |  |  | AIRH | DCS | Field | [7 empty] | NIS | 4503-GG-VD-BD026T0186P4002AB111 | 86-P-4002A | 86-P-4002A/B | 86-P-4002_G1 | 8640-TT-661P/8691-DSB-001 | [28 empty] | 8691-DSB-001 |  |  |  |  | 3 | 2
| 8619-TT-651P |  | 8619-TD-651P | TEMPERATURE TRANSM. - HEAD MOUNT |  |  | AIRH | DCS | Field | [7 empty] | NIS | 4503-GG-VD-BD026T0186P1901AB109 | 86-P-1901A | 86-P-1901A | 86-P-1901_G1 | 8619-TT-651P/8691-DSB-001 | [28 empty] | 8691-DSB-001 |  |  |  |  | 3 | 3
| 8619-TT-654P |  | 8619-TD-654P | TEMPERATURE TRANSM. - HEAD MOUNT |  |  | AIRH | DCS | Field | [7 empty] | NIS | 4503-GG-VD-BD026T0186P1901AB109 | 86-P-1901B | 86-P-1901A | 86-P-1901_G1 | 8619-TT-654P/8691-DSB-001 | [28 empty] | 8691-DSB-001 |  |  |  |  | 3 | 4
| 8640-TT-662P |  | 8640-TD-662P | TEMPERATURE TRANSM. - HEAD MOUNT |  |  | AIRH | DCS | Field | [7 empty] | NIS | 4503-GG-VD-BD026T0186P4002AB111 | 86-P-4002B | 86-P-4002A/B | 86-P-4002_G2 | 8640-TT-662P/8691-DSB-001 | [28 empty] | 8691-DSB-001 |  |  |  |  | 4 | 1
| 8640-TT-656P |  | 8640-TD-656P | TEMPERATURE TRANSM. - HEAD MOUNT |  |  | AIRH | DCS | Field | [7 empty] | NIS | 4503-GG-VD-BD026T0186P4001AB110 | 86-P-4001B | 86-P-4001A/B | 86-P-4001_G2 | 8640-TT-656P/8691-DSB-001 | [28 empty] | 8691-DSB-001 |  |  |  |  | 4 | 2
| 8619-TT-652P |  | 8619-TD-652P | TEMPERATURE TRANSM. - HEAD MOUNT |  |  | AIRH | DCS | Field | [7 empty] | NIS | 4503-GG-VD-BD026T0186P1901AB109 | 86-P-1901B | 86-P-190B | 86-P-1901_G2 | 8619-TT-652P/8691-DSB-001 | [28 empty] | 8691-DSB-001 |  |  |  |  | 4 | 3
| 8619-TT-653P |  | 8619-TD-653P | TEMPERATURE TRANSM. - HEAD MOUNT |  |  | AIRH | DCS | Field | [7 empty] | NIS | 4503-GG-VD-BD026T0186P1901AB109 | 86-P-1901A | 86-P-190B | 86-P-1901_G2 | 8619-TT-653P/8691-DSB-001 | [28 empty] | 8691-DSB-001 |  |  |  |  | 4 | 4
| 8640-XL-901 |  | 8640-XD-901 | LAMP |  |  | DOR | DCS | Field | [7 empty] | NIS | 4503-WZ-DM-T86402701 |  |  |  | 8640-XL-901/8691-DSB-001 | [28 empty] | 8691-DSB-001 |  |  |  |  | 5 | 1
| 8619-FY-203 |  | 8619-FD-203 | E/P POSITIONER |  |  | AORH | DCS | Field | [7 empty] | NIS | 4503-WZ-DM-T86192710 |  |  |  | 8619-FY-203/8691-DSB-001 | [28 empty] | 8691-DSB-001 |  |  |  |  | 5 | 2
| 8619-LT-305 |  | 8619-LD-305 | LEVEL TRANSMITTER - dP |  |  | AIRH | DCS | Field | [7 empty] | NIS | 4503-WZ-DM-T86192701 | 86-TK-1901A |  |  | 8619-LT-305/8691-DSB-001 | [28 empty] | 8691-DSB-001 |  |  |  |  | 5 | 3
| 8619-LT-310 |  | 8619-LD-310 | LEVEL TRANSMITTER - dP |  |  | AIRH | DCS | Field | [7 empty] | NIS | 4503-WZ-DM-T86192705 | 86-TK-1901B |  |  | 8619-LT-310/8691-DSB-001 | [28 empty] | 8691-DSB-001 |  |  |  |  | 5 | 4
| 8619-TT-601 |  | 8619-TD-601 | TEMPERATURE TRANSM. - HEAD MOUNT |  |  | AIRH | DCS | Field | [7 empty] | NIS | 4503-WZ-DM-T86192701 | 86-TK-1901A |  |  | 8619-TT-601/8691-DSB-001 | [28 empty] | 8691-DSB-001 |  |  |  |  | 6 | 1
| 8619-TT-602 |  | 8619-TD-602 | TEMPERATURE TRANSM. - HEAD MOUNT |  |  | AIRH | DCS | Field | [7 empty] | NIS | 4503-WZ-DM-T86192701 | 86-TK-1901A |  |  | 8619-TT-602/8691-DSB-001 | [28 empty] | 8691-DSB-001 |  |  |  |  | 6 | 2
| 8619-TT-603 |  | 8619-TD-603 | TEMPERATURE TRANSM. - HEAD MOUNT |  |  | AIRH | DCS | Field | [7 empty] | NIS | 4503-WZ-DM-T86192705 | 86-TK-1901B |  |  | 8619-TT-603/8691-DSB-001 | [28 empty] | 8691-DSB-001 |  |  |  |  | 6 | 3
| 8619-TT-604 |  | 8619-TD-604 | TEMPERATURE TRANSM. - HEAD MOUNT |  |  | AIRH | DCS | Field | [7 empty] | NIS | 4503-WZ-DM-T86192705 | 86-TK-1901B |  |  | 8619-TT-604/8691-DSB-001 | [28 empty] | 8691-DSB-001 |  |  |  |  | 6 | 4
| 8619-XZY-802 |  | 8619-XZ-802 | SOLENOID VALVE |  |  | DOR | DCS | Field | [7 empty] | NIS | 4503-WZ-DM-T86192705 | 86-TK-1901B |  |  | 8619-XZY-802/8691-DSB-001 | [28 empty] | 8691-DSB-001 |  |  |  |  | 7 | 1
| 8640-FT-201 |  | 8640-FD-201 | FLOW TRANSMITTER - VORTEX |  |  | AIRH | DCS | Field | [7 empty] | NIS | 4503-WZ-DM-T86402730 |  |  |  | 8640-FT-201/8691-DSB-001 | [28 empty] | 8691-DSB-001 |  |  |  |  | 7 | 2
| 8640-FY-201 |  | 8640-FD-201 | E/P POSITIONER |  |  | AORH | DCS | Field | [7 empty] | NIS | 4503-WZ-DM-T86402730 |  |  |  | 8640-FY-201/8691-DSB-001 | [28 empty] | 8691-DSB-001 |  |  |  |  | 7 | 3
| 8640-LT-301 |  | 8640-LD-301 | LEVEL TRANSMITTER - GW RADAR |  |  | AIRH | DCS | Field | [7 empty] | NIS | 4503-WZ-DM-T86402701 | 86-V-4003 |  |  | 8640-LT-301/8691-DSB-001 | [28 empty] | 8691-DSB-001 |  |  |  |  | 7 | 4
| 8640-LT-302 |  | 8640-LD-302 | LEVEL TRANSMITTER - GW RADAR |  |  | AIRH | DCS | Field | [7 empty] | NIS | 4503-WZ-DM-T86402705 | 86-V-4002 |  |  | 8640-LT-302/8691-DSB-001 | [28 empty] | 8691-DSB-001 |  |  |  |  | 8 | 1
| 8640-LT-303 |  | 8640-LD-303 | LEVEL TRANSMITTER - GW RADAR |  |  | AIRH | DCS | Field | [7 empty] | NIS | 4503-WZ-DM-T86402715 | 86-V-4004 |  |  | 8640-LT-303/8691-DSB-001 | [28 empty] | 8691-DSB-001 |  |  |  |  | 8 | 2
| 8640-LT-305 |  | 8640-LD-305 | LEVEL TRANSMITTER - GW RADAR |  |  | AIRH | DCS | Field | [7 empty] | NIS | 4503-WZ-DM-T86402730 | 86-V-4001 |  |  | 8640-LT-305/8691-DSB-001 | [28 empty] | 8691-DSB-001 |  |  |  |  | 8 | 3
| 8640-PDT-401 |  | 8640-PD-401 | PRESSURE DIFFERENTIAL TRANSMITTER |  |  | AIRH | DCS | Field | [7 empty] | NIS | 4503-WZ-DM-T86402705 |  |  |  | 8640-PDT-401/8691-DSB-001 | [28 empty] | 8691-DSB-001 |  |  |  |  | 8 | 4
| 8640-PT-401 |  | 8640-PD-401 | PRESSURE TRANSMITTER |  |  | AIRH | DCS | Field | [7 empty] | NIS | 4503-WZ-DM-T86402701 | 86-V-4003 |  |  | 8640-PT-401/8691-DSB-001 | [28 empty] | 8691-DSB-001 |  |  |  |  | 9 | 1
| 8640-PT-402 |  | 8640-PD-402 | PRESSURE TRANSMITTER |  |  | AIRH | DCS | Field | [7 empty] | NIS | 4503-WZ-DM-T86402705 |  |  |  | 8640-PT-402/8691-DSB-001 | [28 empty] | 8691-DSB-001 |  |  |  |  | 9 | 2
| 8640-PT-403 |  | 8640-PD-403 | PRESSURE TRANSMITTER |  |  | AIRH | DCS | Field | [7 empty] | NIS | 4503-WZ-DM-T86402705 | 86-V-4002 |  |  | 8640-PT-403/8691-DSB-001 | [28 empty] | 8691-DSB-001 |  |  |  |  | 9 | 3
| 8640-PT-405 |  | 8640-PD-405 | PRESSURE TRANSMITTER |  |  | AIRH | DCS | Field | [7 empty] | NIS | 4503-WZ-DM-T86402720 |  |  |  | 8640-PT-405/8691-DSB-001 | [28 empty] | 8691-DSB-001 |  |  |  |  | 9 | 4
| 8640-PT-406 |  | 8640-PD-406 | PRESSURE TRANSMITTER |  |  | AIRH | DCS | Field | [7 empty] | NIS | 4503-WZ-DM-T86402725 |  |  |  | 8640-PT-406/8691-DSB-001 | [28 empty] | 8691-DSB-001 |  |  |  |  | 10 | 1
| 8640-PT-408 |  | 8640-PD-408 | PRESSURE TRANSMITTER |  |  | AIRH | DCS | Field | [7 empty] | NIS | 4503-WZ-DM-T86402730 | 86-V-4001 |  |  | 8640-PT-408/8691-DSB-001 | [28 empty] | 8691-DSB-001 |  |  |  |  | 10 | 2
| 8640-PT-504 |  | 8640-PD-504 | PRESSURE TRANSMITTER |  |  | AIRH | DCS | Field | [7 empty] | NIS | 4503-WZ-DM-T86402715 | 86-V-4004 |  |  | 8640-PT-504/8691-DSB-001 | [28 empty] | 8691-DSB-001 |  |  |  |  | 10 | 3
| 8640-TT-601 |  | 8640-TD-601 | TEMPERATURE TRANSM. - HEAD MOUNT |  |  | AIRH | DCS | Field | [7 empty] | NIS | 4503-WZ-DM-T86402701 | 86-V-4003 |  |  | 8640-TT-601/8691-DSB-001 | [28 empty] | 8691-DSB-001 |  |  |  |  | 10 | 4
| 8640-TT-602 |  | 8640-TD-602 | TEMPERATURE TRANSM. - HEAD MOUNT |  |  | AIRH | DCS | Field | [7 empty] | NIS | 4503-WZ-DM-T86402705 |  |  |  | 8640-TT-602/8691-DSB-001 | [28 empty] | 8691-DSB-001 |  |  |  |  | 11 | 1
| 8640-TT-603 |  | 8640-TD-603 | TEMPERATURE TRANSM. - HEAD MOUNT |  |  | AIRH | DCS | Field | [7 empty] | NIS | 4503-WZ-DM-T86402705 | 86-V-4002 |  |  | 8640-TT-603/8691-DSB-001 | [28 empty] | 8691-DSB-001 |  |  |  |  | 11 | 2
| 8640-TT-604 |  | 8640-TD-604 | TEMPERATURE TRANSM. - HEAD MOUNT |  |  | AIRH | DCS | Field | [7 empty] | NIS | 4503-WZ-DM-T86402715 | 86-V-4004 |  |  | 8640-TT-604/8691-DSB-001 | [28 empty] | 8691-DSB-001 |  |  |  |  | 11 | 3
| 8640-TT-605 |  | 8640-TD-605 | TEMPERATURE TRANSM. - HEAD MOUNT |  |  | AIRH | DCS | Field | [7 empty] | NIS | 4503-WZ-DM-T86402720 |  |  |  | 8640-TT-605/8691-DSB-001 | [28 empty] | 8691-DSB-001 |  |  |  |  | 11 | 4
| 8640-TT-606 |  | 8640-TD-606 | TEMPERATURE TRANSM. - HEAD MOUNT |  |  | AIRH | DCS | Field | [7 empty] | NIS | 4503-WZ-DM-T86402725 |  |  |  | 8640-TT-606/8691-DSB-001 | [28 empty] | 8691-DSB-001 |  |  |  |  | 12 | 1
| 8640-TT-608 |  | 8640-TD-608 | TEMPERATURE TRANSM. - HEAD MOUNT |  |  | AIRH | DCS | Field | [7 empty] | NIS | 4503-WZ-DM-T86402730 | 86-V-4001 |  |  | 8640-TT-608/8691-DSB-001 | [28 empty] | 8691-DSB-001 |  |  |  |  | 12 | 2
| 8640-XZSC-801 |  | 8640-XD-801 | LIMIT SWITCH - CLOSE |  |  | DIR | DCS | Field | [7 empty] | NIS | 4503-WZ-DM-T86402705 |  |  |  | 8640-XZSC-801/8691-DSB-001 | [28 empty] | 8691-DSB-001 |  |  |  |  | 12 | 3
| 8640-XZSO-801 |  | 8640-XD-801 | LIMIT SWITCH - OPEN |  |  | DIR | DCS | Field | [7 empty] | NIS | 4503-WZ-DM-T86402705 |  |  |  | 8640-XZSO-801/8691-DSB-001 | [28 empty] | 8691-DSB-001 |  |  |  |  | 12 | 4
| 8640-XY-801 |  | 8640-XD-801 | SOLENOID VALVE |  |  | DOR | DCS | Field | [7 empty] | NIS | 4503-WZ-DM-T86402705 |  |  |  | 8640-XY-801/8691-DSB-001 | [28 empty] | 8691-DSB-001 |  |  |  |  | 13 | 1
| 8640-XZSO-805 |  | 8640-XD-805 | LIMIT SWITCH - OPEN |  |  | DIR | DCS | Field | [7 empty] | NIS | 4503-WZ-DM-T86402730 |  |  |  | 8640-XZSO-805/8691-DSB-001 | [28 empty] | 8691-DSB-001 |  |  |  |  | 13 | 2
| 8640-XZSC-805 |  | 8640-XD-805 | LIMIT SWITCH - CLOSE |  |  | DIR | DCS | Field | [7 empty] | NIS | 4503-WZ-DM-T86402730 |  |  |  | 8640-XZSC-805/8691-DSB-001 | [28 empty] | 8691-DSB-001 |  |  |  |  | 13 | 3
| 8640-XY-805 |  | 8640-XD-805 | SOLENOID VALVE |  |  | DOR | DCS | Field | [7 empty] | NIS | 4503-WZ-DM-T86402730 |  |  |  | 8640-XY-805/8691-DSB-001 | [28 empty] | 8691-DSB-001 |  |  |  |  | 13 | 4
| 8640-XS-901 |  | 8640-XD-901 | EARTHING CONTACT |  |  | DIR | DCS | Field | [7 empty] | NIS | 4503-WZ-DM-T86402701 |  |  |  | 8640-XS-901/8691-DSB-001 | [28 empty] | 8691-DSB-001 |  |  |  |  | 14 | 1
| 8682-FT-215 |  | 8682-FD-215 | FLOW TRANSMITTER - MAG |  |  | AIRH | DCS | Field |  |  |  |  | 230 VAC |  |  | NIS | 4503-WZ-DM-T86822715 |  |  |  | 8682-FT-215/8691-DSB-001 | [28 empty] | 8691-DSB-001 |  |  |  |  | 14 | 2
| 8683-LT-310 |  | 8683-LD-310 | LEVEL TRANSM. - RADAR |  |  | AIRH | DCS | Field | [7 empty] | NIS | 4503-WZ-DM-T86832701 | 86-SU-8302 |  |  | 8683-LT-310/8691-DSB-001 | [28 empty] | 8691-DSB-001 |  |  |  |  | 14 | 3
| 8683-PT-413 |  | 8683-PD-413 | PRESSURE TRANSMITTER |  |  | AIRH | DCS | Field | [7 empty] | NIS | 4503-WZ-DM-T86832701 |  |  |  | 8683-PT-413/8691-DSB-001 | [28 empty] | 8691-DSB-001 |  |  |  |  | 14 | 4
| 8683-TT-602 |  | 8683-TD-602 | TEMPERATURE TRANSM. - HEAD MOUNT |  |  | AIRH | DCS | Field | [7 empty] | NIS | 4503-WZ-DM-T86832701 | 86-SU-8302 |  |  | 8683-TT-602/8691-DSB-001 | [28 empty] | 8691-DSB-001 |  |  |  |  | 15 | 1
| 8919-FSH-215P |  | 8919-FD-215P | FLOW SWITCH - HIGH |  |  | DIR | DCS | Field | [7 empty] | NIS | 4503-SZ-DM-T89192001 | 8640-SS-1001 | SS008000 |  | 8919-FSH-215P/8691-DSB-001 | [28 empty] | 8691-DSB-001 |  |  |  |  | 15 | 2
| SPARE | [49 empty] | 8691-DSB-001 |  |  |  |  | 15 | 3
| SPARE | [49 empty] | 8691-DSB-001 |  |  |  |  | 15 | 4
| SPARE | [49 empty] | 8691-DSB-001 |  |  |  |  | 16 | 1
| SPARE | [49 empty] | 8691-DSB-001 |  |  |  |  | 16 | 2
| SPARE | [49 empty] | 8691-DSB-001 |  |  |  |  | 16 | 3
| SPARE | [49 empty] | 8691-DSB-001 |  |  |  |  | 16 | 4
| 8615-AT-001 |  | 8615-AD-001 | ANALYZER - DISSOLVED OXYGEN (O2) |  |  | AIRH | DCS | Field |  |  |  |  | - |  |  | IS | 4503-WZ-DM-T86152705 |  |  |  | 8615-AT-001/8691-DSB-002 | [28 empty] | 8691-DSB-002 |  |  |  |  | 1 | 1
| 8615-FT-202 |  | 8615-FD-202 | FLOW TRANSMITTER - VORTEX |  |  | AIRH | DCS | Field | [7 empty] | IS | 4503-WZ-DM-T86152705 |  |  |  | 8615-FT-202/8691-DSB-002 | [28 empty] | 8691-DSB-002 |  |  |  |  | 1 | 2
| 8615-FY-202 |  | 8615-FD-202 | E/P POSITIONER |  |  | AORH | DCS | Field | [7 empty] | IS | 4503-WZ-DM-T86152705 |  |  |  | 8615-FY-202/8691-DSB-002 | [28 empty] | 8691-DSB-002 |  |  |  |  | 1 | 3
| 8615-FZSO-202 |  | 8615-FD-202 | LIMIT SWITCH - OPEN |  |  | DIR | DCS | Field | [7 empty] | IS | 4503-WZ-DM-T86152705 |  |  |  | 8615-FZSO-202/8691-DSB-002 | [28 empty] | 8691-DSB-002 |  |  |  |  | 1 | 4
| 8615-FZSC-202 |  | 8615-FD-202 | LIMIT SWITCH - CLOSE |  |  | DIR | DCS | Field | [7 empty] | IS | 4503-WZ-DM-T86152705 |  |  |  | 8615-FZSC-202/8691-DSB-002 | [28 empty] | 8691-DSB-002 |  |  |  |  | 2 | 1
| 8615-LY-320 |  | 8615-LD-320 | E/P POSITIONER |  |  | AORH | DCS | Field | [7 empty] | IS | 4503-WZ-DM-T86152701 |  |  |  | 8615-LY-320/8691-DSB-002 | [28 empty] | 8691-DSB-002 |  |  |  |  | 2 | 2
| 8615-PT-402 |  | 8615-PD-402 | PRESSURE TRANSMITTER |  |  | AIRH | DCS | Field | [7 empty] | IS | 4503-WZ-DM-T86152705 |  |  |  | 8615-PT-402/8691-DSB-002 | [28 empty] | 8691-DSB-002 |  |  |  |  | 2 | 3
| 8615-TY-601 |  | 8615-TD-601 | E/P POSITIONER |  |  | AORH | DCS | Field | [7 empty] | IS | 4503-WZ-DM-T86152701 |  |  |  | 8615-TY-601/8691-DSB-002 | [28 empty] | 8691-DSB-002 |  |  |  |  | 2 | 4
| 8619-FT-203 |  | 8619-FD-203 | FLOW TRANSMITTER - VORTEX |  |  | AIRH | DCS | Field | [7 empty] | IS | 4503-WZ-DM-T86192710 |  |  |  | 8619-FT-203/8691-DSB-002 | [28 empty] | 8691-DSB-002 |  |  |  |  | 3 | 1
| 8619-FZSC-203 |  | 8619-FD-203 | LIMIT SWITCH - CLOSE |  |  | DIR | DCS | Field | [7 empty] | IS | 4503-WZ-DM-T86192710 |  |  |  | 8619-FZSC-203/8691-DSB-002 | [28 empty] | 8691-DSB-002 |  |  |  |  | 3 | 2
| 8619-FZSO-203 |  | 8619-FD-203 | LIMIT SWITCH - OPEN |  |  | DIR | DCS | Field | [7 empty] | IS | 4503-WZ-DM-T86192710 |  |  |  | 8619-FZSO-203/8691-DSB-002 | [28 empty] | 8691-DSB-002 |  |  |  |  | 3 | 3
| 8619-PT-402 |  | 8619-PD-402 | PRESSURE TRANSMITTER |  |  | AIRH | DCS | Field | [7 empty] | IS | 4503-WZ-DM-T86192710 |  |  |  | 8619-PT-402/8691-DSB-002 | [28 empty] | 8691-DSB-002 |  |  |  |  | 3 | 4
| 8619-TY-601 |  | 8619-TD-601 | E/P POSITIONER |  |  | AORH | DCS | Field | [7 empty] | IS | 4503-WZ-DM-T86192701 |  |  |  | 8619-TY-601/8691-DSB-002 | [28 empty] | 8691-DSB-002 |  |  |  |  | 4 | 1
| 8619-TY-603 |  | 8619-TD-603 | E/P POSITIONER |  |  | AORH | DCS | Field | [7 empty] | IS | 4503-WZ-DM-T86192705 |  |  |  | 8619-TY-603/8691-DSB-002 | [28 empty] | 8691-DSB-002 |  |  |  |  | 4 | 2
| 8640-FT-203 |  | 8640-FD-203 | FLOW TRANSMITTER - VORTEX |  |  | AIRH | DCS | Field | [7 empty] | IS | 4503-WZ-DM-T86402710 |  |  |  | 8640-FT-203/8691-DSB-002 | [28 empty] | 8691-DSB-002 |  |  |  |  | 4 | 3
| 8640-PT-407 |  | 8640-PD-407 | PRESSURE TRANSMITTER |  |  | AIRH | DCS | Field | [7 empty] | IS | 4503-WZ-DM-T86402730 |  |  |  | 8640-PT-407/8691-DSB-002 | [28 empty] | 8691-DSB-002 |  |  |  |  | 4 | 4
| 8640-FY-203 |  | 8640-FD-203 | E/P POSITIONER |  |  | AORH | DCS | Field | [7 empty] | IS | 4503-WZ-DM-T86402710 |  |  |  | 8640-FY-203/8691-DSB-002 | [28 empty] | 8691-DSB-002 |  |  |  |  | 5 | 1
| 8640-TY-605 |  | 8640-TD-605 | E/P POSITIONER |  |  | AORH | DCS | Field | [7 empty] | IS | 4503-WZ-DM-T86402720 |  |  |  | 8640-TY-605/8691-DSB-002 | [28 empty] | 8691-DSB-002 |  |  |  |  | 5 | 2
| 8640-TT-607 |  | 8640-TD-607 | TEMPERATURE TRANSM. - HEAD MOUNT |  |  | AIRH | DCS | Field | [7 empty] | IS | 4503-WZ-DM-T86402730 |  |  |  | 8640-TT-607/8691-DSB-002 | [28 empty] | 8691-DSB-002 |  |  |  |  | 5 | 3
| 8682-FT-216 |  | 8682-FD-216 | FLOW TRANSMITTER - MAG |  |  | AIRH | DCS | Field |  |  |  |  | 230 VAC |  |  | IS | 4503-WZ-DM-T86822720 |  |  |  | 8682-FT-216/8691-DSB-002 | [28 empty] | 8691-DSB-002 |  |  |  |  | 5 | 4
| 8640-TY-606 |  | 8640-TD-606 | E/P POSITIONER |  |  | AORH | DCS | Field | [7 empty] | IS | 4503-WZ-DM-T86402725 |  |  |  | 8640-TY-606/8691-DSB-002 | [28 empty] | 8691-DSB-002 |  |  |  |  | 6 | 1
| 8682-LT-310 |  | 8682-LD-310 | LEVEL TRANSMITTER - GW RADAR |  |  | AIRH | DCS | Field | [7 empty] | IS | 4503-WZ-DM-T86822720 | 86-SU-8206 |  |  | 8682-LT-310/8691-DSB-002 | [28 empty] | 8691-DSB-002 |  |  |  |  | 6 | 2
| 8682-PT-450 |  | 8682-PD-450 | PRESSURE TRANSMITTER |  |  | AIRH | DCS | Field | [7 empty] | IS | 4503-WZ-DM-T86822720 |  |  |  | 8682-PT-450/8691-DSB-002 | [28 empty] | 8691-DSB-002 |  |  |  |  | 6 | 3
| 8682-TT-620 |  | 8682-TD-620 | TEMPERATURE TRANSM. - HEAD MOUNT |  |  | AIRH | DCS | Field | [7 empty] | IS | 4503-WZ-DM-T86822720 | 86-SU-8206 |  |  | 8682-TT-620/8691-DSB-002 | [28 empty] | 8691-DSB-002 |  |  |  |  | 6 | 4
| 8682-FT-214 |  | 8682-FD-214 | FLOW TRANSMITTER - MAG |  |  | AIRH | DCS | Field |  |  |  |  | 230 VAC |  |  | NIS | 4503-WZ-DM-T86822710 |  |  |  | 8682-FT-214/8691-DSB-002 | [28 empty] | 8691-DSB-002 |  |  |  |  | 7 | 1
| 8683-FT-207 |  | 8683-FD-207 | FLOW TRANSMITTER - MAG |  |  | AIRH | DCS | Field |  |  |  |  | 230 VAC |  |  | NIS | 4503-WZ-DM-T86832701 |  |  |  | 8683-FT-207/8691-DSB-002 | [28 empty] | 8691-DSB-002 |  |  |  |  | 7 | 2
| SPARE | [49 empty] | 8691-DSB-002 |  |  |  |  | 7 | 3
| SPARE | [49 empty] | 8691-DSB-002 |  |  |  |  | 7 | 4
| SPARE | [49 empty] | 8691-DSB-002 |  |  |  |  | 8 | 1
| SPARE | [49 empty] | 8691-DSB-002 |  |  |  |  | 8 | 2
| SPARE | [49 empty] | 8691-DSB-002 |  |  |  |  | 8 | 3
| SPARE | [49 empty] | 8691-DSB-002 |  |  |  |  | 8 | 4
| SPARE | [49 empty] | 8691-DSB-002 |  |  |  |  | 9 | 1
| SPARE | [49 empty] | 8691-DSB-002 |  |  |  |  | 9 | 2
| SPARE | [49 empty] | 8691-DSB-002 |  |  |  |  | 9 | 3
| SPARE | [49 empty] | 8691-DSB-002 |  |  |  |  | 9 | 4
| SPARE | [49 empty] | 8691-DSB-002 |  |  |  |  | 10 | 1
| SPARE | [49 empty] | 8691-DSB-002 |  |  |  |  | 10 | 2
| SPARE | [49 empty] | 8691-DSB-002 |  |  |  |  | 10 | 3
| SPARE | [49 empty] | 8691-DSB-002 |  |  |  |  | 10 | 4
| SPARE | [49 empty] | 8691-DSB-002 |  |  |  |  | 11 | 1
| SPARE | [49 empty] | 8691-DSB-002 |  |  |  |  | 11 | 2
| SPARE | [49 empty] | 8691-DSB-002 |  |  |  |  | 11 | 3
| SPARE | [49 empty] | 8691-DSB-002 |  |  |  |  | 11 | 4
| SPARE | [49 empty] | 8691-DSB-002 |  |  |  |  | 12 | 1
| SPARE | [49 empty] | 8691-DSB-002 |  |  |  |  | 12 | 2
| SPARE | [49 empty] | 8691-DSB-002 |  |  |  |  | 12 | 3
| SPARE | [49 empty] | 8691-DSB-002 |  |  |  |  | 12 | 4
| 8615-TT-651P |  | 8615-TD-651P | TEMPERATURE TRANSM. - HEAD MOUNT |  |  | AIRH | DCS | Field | [7 empty] | NIS | 4503-GG-VD-BD026T0186P1501AB050 | 86-P-1501A | 86-P-1501 A/B | 86-P-1501_G1 | 8615-TT-651P/8691-DSB-003 | [28 empty] | 8691-DSB-003 |  |  |  |  | 1 | 1
| 8615-TT-653P |  | 8615-TD-653P | TEMPERATURE TRANSM. - HEAD MOUNT |  |  | AIRH | DCS | Field | [7 empty] | NIS | 4503-GG-VD-BD026T0186P1501AB050 | 86-P-1501A | 86-P-1501 A/B | 86-P-1501_G1 | 8615-TT-653P/8691-DSB-003 | [28 empty] | 8691-DSB-003 |  |  |  |  | 1 | 2
| 8620-TT-685P |  | 8620-TD-685P | TEMPERATURE TRANSM. - HEAD MOUNT |  |  | AIRH | DCS | Field | [7 empty] | NIS | 4503-GG-VD-BD026T0186P2005AB051 | 86-P-2005A | 86-P-2005 A/B | 86-P-2005_G1 | 8620-TT-685P/8691-DSB-003 | [28 empty] | 8691-DSB-003 |  |  |  |  | 1 | 3
| 8620-TT-687P |  | 8620-TD-687P | TEMPERATURE TRANSM. - HEAD MOUNT |  |  | AIRH | DCS | Field | [7 empty] | NIS | 4503-GG-VD-BD026T0186P2005AB051 | 86-P-2005A | 86-P-2005 A/B | 86-P-2005_G1 | 8620-TT-687P/8691-DSB-003 | [28 empty] | 8691-DSB-003 |  |  |  |  | 1 | 4
| 8615-TT-652P |  | 8615-TD-652P | TEMPERATURE TRANSM. - HEAD MOUNT |  |  | AIRH | DCS | Field | [7 empty] | NIS | 4503-GG-VD-BD026T0186P1501AB050 | 86-P-1501B | 86-P-1501 A/B | 86-P-1501_G2 | 8615-TT-652P/8691-DSB-003 | [28 empty] | 8691-DSB-003 |  |  |  |  | 2 | 1
| 8615-TT-654P |  | 8615-TD-654P | TEMPERATURE TRANSM. - HEAD MOUNT |  |  | AIRH | DCS | Field | [7 empty] | NIS | 4503-GG-VD-BD026T0186P1501AB050 | 86-P-1501B | 86-P-1501 A/B | 86-P-1501_G2 | 8615-TT-654P/8691-DSB-003 | [28 empty] | 8691-DSB-003 |  |  |  |  | 2 | 2
| 8620-TT-686P |  | 8620-TD-686P | TEMPERATURE TRANSM. - HEAD MOUNT |  |  | AIRH | DCS | Field | [7 empty] | NIS | 4503-GG-VD-BD026T0186P2005AB051 | 86-P-2005B | 86-P-2005 A/B | 86-P-2005_G2 | 8620-TT-686P/8691-DSB-003 | [28 empty] | 8691-DSB-003 |  |  |  |  | 2 | 3
| 8620-TT-688P |  | 8620-TD-688P | TEMPERATURE TRANSM. - HEAD MOUNT |  |  | AIRH | DCS | Field | [7 empty] | NIS | 4503-GG-VD-BD026T0186P2005AB051 | 86-P-2005B | 86-P-2005 A/B | 86-P-2005_G2 | 8620-TT-688P/8691-DSB-003 | [28 empty] | 8691-DSB-003 |  |  |  |  | 2 | 4
| 8641-XL-981 |  | 8641-XD-981 | LAMP |  |  | DOR | DCS | Field | [7 empty] | NIS | 4503-WZ-DM-T86412710 |  |  |  | 8641-XL-981/8691-DSB-003 | [28 empty] | 8691-DSB-003 |  |  |  |  | 3 | 1
| 8615-LT-320 |  | 8615-LD-320 | LEVEL TRANSMITTER - dP |  |  | AIRH | DCS | Field | [7 empty] | NIS | 4503-WZ-DM-T86152701 | 86-TK-1501 |  |  | 8615-LT-320/8691-DSB-003 | [28 empty] | 8691-DSB-003 |  |  |  |  | 3 | 2
| 8615-PT-401 |  | 8615-PD-401 | PRESSURE TRANSMITTER |  |  | AIRH | DCS | Field | [7 empty] | NIS | 4503-WZ-DM-T86152701 | 86-TK-1501 |  |  | 8615-PT-401/8691-DSB-003 | [28 empty] | 8691-DSB-003 |  |  |  |  | 3 | 3
| 8615-PY-401 |  | 8615-PD-401 | E/P POSITIONER |  |  | AORH | DCS | Field | [7 empty] | NIS | 4503-WZ-DM-T86152701 |  |  |  | 8615-PY-401/8691-DSB-003 | [28 empty] | 8691-DSB-003 |  |  |  |  | 3 | 4
| 8615-TT-601 |  | 8615-TD-601 | TEMPERATURE TRANSM. - HEAD MOUNT |  |  | AIRH | DCS | Field | [7 empty] | NIS | 4503-WZ-DM-T86152701 | 86-TK-1501 |  |  | 8615-TT-601/8691-DSB-003 | [28 empty] | 8691-DSB-003 |  |  |  |  | 4 | 1
| 8615-TT-602 |  | 8615-TD-602 | TEMPERATURE TRANSM. - HEAD MOUNT |  |  | AIRH | DCS | Field | [7 empty] | NIS | 4503-WZ-DM-T86152701 | 86-TK-1501 |  |  | 8615-TT-602/8691-DSB-003 | [28 empty] | 8691-DSB-003 |  |  |  |  | 4 | 2
| 8615-XY-850 |  | 8615-XD-850 | SOLENOID VALVE |  |  | DOR | DCS | Field | [7 empty] | NIS | 4503-WZ-DM-T86152701 |  |  |  | 8615-XY-850/8691-DSB-003 | [28 empty] | 8691-DSB-003 |  |  |  |  | 4 | 3
| 8641-FT-201 |  | 8641-FD-201 | FLOW TRANSMITTER - VORTEX |  |  | AIRH | DCS | Field | [7 empty] | NIS | 4503-WZ-DM-T86412710 |  |  |  | 8641-FT-201/8691-DSB-003 | [28 empty] | 8691-DSB-003 |  |  |  |  | 4 | 4
| 8641-FY-201 |  | 8641-FD-201 | E/P POSITIONER |  |  | AORH | DCS | Field | [7 empty] | NIS | 4503-WZ-DM-T86412710 |  |  |  | 8641-FY-201/8691-DSB-003 | [28 empty] | 8691-DSB-003 |  |  |  |  | 5 | 1
| 8641-FT-202 |  | 8641-FD-202 | FLOW TRANSMITTER - MAG |  |  | AIRH | DCS | Field |  |  |  |  | 230 VAC |  |  | NIS | 4503-WZ-DM-T86412701 |  |  |  | 8641-FT-202/8691-DSB-003 | [28 empty] | 8691-DSB-003 |  |  |  |  | 5 | 2
| 8641-FY-202 |  | 8641-FD-202 | E/P POSITIONER |  |  | AORH | DCS | Field | [7 empty] | NIS | 4503-WZ-DM-T86412701 |  |  |  | 8641-FY-202/8691-DSB-003 | [28 empty] | 8691-DSB-003 |  |  |  |  | 5 | 3
| 8641-LT-301 |  | 8641-LD-301 | LEVEL TRANSMITTER - GW RADAR |  |  | AIRH | DCS | Field | [7 empty] | NIS | 4503-WZ-DM-T86412701 | 86-V-4105 |  |  | 8641-LT-301/8691-DSB-003 | [28 empty] | 8691-DSB-003 |  |  |  |  | 5 | 4
| 8641-LT-303 |  | 8641-LD-303 | LEVEL TRANSMITTER - GW RADAR |  |  | AIRH | DCS | Field | [7 empty] | NIS | 4503-WZ-DM-T86412710 | 86-TK-6302 |  |  | 8641-LT-303/8691-DSB-003 | [28 empty] | 8691-DSB-003 |  |  |  |  | 6 | 1
| 8641-MYCC-804 |  | 8641-MD-804 | MOV -CLOSE COMMAND |  |  | DOR | DCS | Field | [7 empty] | NIS | 4503-WZ-DM-T86412701 |  |  |  | 8641-MOV-804-01/8691-DSB-003 | [28 empty] | 8691-DSB-003 |  |  |  |  | 6 | 2
| 8641-MYCO-804 |  | 8641-MD-804 | MOV -OPEN COMMAND |  |  | DOR | DCS | Field | [7 empty] | NIS | 4503-WZ-DM-T86412701 |  |  |  | 8641-MOV-804-01/8691-DSB-003 | [28 empty] | 8691-DSB-003 |  |  |  |  | 6 | 3
| 8641-MZSO-804 |  | 8641-MD-804 | MOV -OPEN LIMIT SWITCH |  |  | DIR | DCS | Field | [7 empty] | NIS | 4503-WZ-DM-T86412701 |  |  |  | 8641-MZSO-804/8691-DSB-003 | [28 empty] | 8691-DSB-003 |  |  |  |  | 6 | 4
| 8641-MYC-804 |  | 8641-MD-804 | MOV -PERMISSIVE COMMAND |  |  | DOR | DCS | Field | [7 empty] | NIS | 4503-WZ-DM-T86412701 |  |  |  | 8641-MOV-804-02/8691-DSB-003 | [28 empty] | 8691-DSB-003 |  |  |  |  | 7 | 1
| 8641-MYCS-804 |  | 8641-MD-804 | MOV -STOP COMMAND |  |  | DOR | DCS | Field | [7 empty] | NIS | 4503-WZ-DM-T86412701 |  |  |  | 8641-MOV-804-02/8691-DSB-003 | [28 empty] | 8691-DSB-003 |  |  |  |  | 7 | 2
| 8641-MZSC-804 |  | 8641-MD-804 | MOV -CLOSE LIMIT SWITCH |  |  | DIR | DCS | Field | [7 empty] | NIS | 4503-WZ-DM-T86412701 |  |  |  | 8641-MOV-804-03/8691-DSB-003 | [28 empty] | 8691-DSB-003 |  |  |  |  | 7 | 3
| 8641-MZSO-804 |  | 8641-MD-804 | MOV -open LIMIT SWITCH |  |  | DIR | DCS | Field | [7 empty] | NIS | 4503-WZ-DM-T86412701 |  |  |  | 8641-MZSO-804/8691-DSB-003 | [28 empty] | 8691-DSB-003 |  |  |  |  | 7 | 4
| 8641-MXA-804A |  | 8641-MD-804 | MOTOR -FAULT |  |  | DIR | DCS | Field | [7 empty] | NIS | 4503-WZ-DM-T86412701 |  |  |  | 8641-MOV-804-04/8691-DSB-003 | [28 empty] | 8691-DSB-003 |  |  |  |  | 8 | 1
| 8641-MXA-804B |  | 8641-MD-804 | MOTOR -READY STATUS |  |  | DIR | DCS | Field | [7 empty] | NIS | 4503-WZ-DM-T86412701 |  |  |  | 8641-MOV-804-04/8691-DSB-003 | [28 empty] | 8691-DSB-003 |  |  |  |  | 8 | 2
| 8641-MYCC-807 |  | 8641-MD-807 | MOV -CLOSE COMMAND |  |  | DOR | DCS | Field | [7 empty] | NIS | 4503-WZ-DM-T86412701 |  |  |  | 8641-MOV-807-01/8691-DSB-003 | [28 empty] | 8691-DSB-003 |  |  |  |  | 8 | 3
| 8641-MYCO-807 |  | 8641-MD-807 | MOV -OPEN COMMAND |  |  | DOR | DCS | Field | [7 empty] | NIS | 4503-WZ-DM-T86412701 |  |  |  | 8641-MOV-807-01/8691-DSB-003 | [28 empty] | 8691-DSB-003 |  |  |  |  | 8 | 4
| 8641-MYC-807 |  | 8641-MD-807 | MOV -PERMISSIVE COMMAND |  |  | DOR | DCS | Field | [7 empty] | NIS | 4503-WZ-DM-T86412701 |  |  |  | 8641-MOV-807-02/8691-DSB-003 | [28 empty] | 8691-DSB-003 |  |  |  |  | 9 | 1
| 8641-MYCS-807 |  | 8641-MD-807 | MOV -STOP COMMAND |  |  | DOR | DCS | Field | [7 empty] | NIS | 4503-WZ-DM-T86412701 |  |  |  | 8641-MOV-807-02/8691-DSB-003 | [28 empty] | 8691-DSB-003 |  |  |  |  | 9 | 2
| 8641-MZSC-807 |  | 8641-MD-807 | MOV -CLOSE LIMIT SWITCH |  |  | DIR | DCS | Field | [7 empty] | NIS | 4503-WZ-DM-T86412701 |  |  |  | 8641-MOV-807-03/8691-DSB-003 | [28 empty] | 8691-DSB-003 |  |  |  |  | 9 | 3
| 8641-MZSO-807 |  | 8641-MD-807 | MOV -OPEN LIMIT SWITCH |  |  | DIR | DCS | Field | [7 empty] | NIS | 4503-WZ-DM-T86412701 |  |  |  | 8641-MOV-807-03/8691-DSB-003 | [28 empty] | 8691-DSB-003 |  |  |  |  | 9 | 4
| 8641-MXA-807A |  | 8641-MD-807 | MOTOR -FAULT |  |  | DIR | DCS | Field | [7 empty] | NIS | 4503-WZ-DM-T86412701 |  |  |  | 8641-MOV-807-04/8691-DSB-003 | [28 empty] | 8691-DSB-003 |  |  |  |  | 10 | 1
| 8641-MXA-807B |  | 8641-MD-807 | MOTOR -READY STATUS |  |  | DIR | DCS | Field | [7 empty] | NIS | 4503-WZ-DM-T86412701 |  |  |  | 8641-MOV-807-04/8691-DSB-003 | [28 empty] | 8691-DSB-003 |  |  |  |  | 10 | 2
| 8641-MYCC-808 |  | 8641-MD-808 | MOV -CLOSE COMMAND |  |  | DOR | DCS | Field | [7 empty] | NIS | 4503-WZ-DM-T86412701 |  |  |  | 8641-MOV-808-01/8691-DSB-003 | [28 empty] | 8691-DSB-003 |  |  |  |  | 10 | 3
| 8641-MYCO-808 |  | 8641-MD-808 | MOV -OPEN COMMAND |  |  | DOR | DCS | Field | [7 empty] | NIS | 4503-WZ-DM-T86412701 |  |  |  | 8641-MOV-808-01/8691-DSB-003 | [28 empty] | 8691-DSB-003 |  |  |  |  | 10 | 4
| 8641-MYC-808 |  | 8641-MD-808 | MOV -PERMISSIVE COMMAND |  |  | DOR | DCS | Field | [7 empty] | NIS | 4503-WZ-DM-T86412701 |  |  |  | 8641-MOV-808-02/8691-DSB-003 | [28 empty] | 8691-DSB-003 |  |  |  |  | 11 | 1
| 8641-MYCS-808 |  | 8641-MD-808 | MOV -STOP COMMAND |  |  | DOR | DCS | Field | [7 empty] | NIS | 4503-WZ-DM-T86412701 |  |  |  | 8641-MOV-808-02/8691-DSB-003 | [28 empty] | 8691-DSB-003 |  |  |  |  | 11 | 2
| 8641-MZSC-808 |  | 8641-MD-808 | MOV -CLOSE LIMIT SWITCH |  |  | DIR | DCS | Field | [7 empty] | NIS | 4503-WZ-DM-T86412701 |  |  |  | 8641-MOV-808-03/8691-DSB-003 | [28 empty] | 8691-DSB-003 |  |  |  |  | 11 | 3
| 8641-MZSO-808 |  | 8641-MD-808 | MOV -OPEN LIMIT SWITCH |  |  | DIR | DCS | Field | [7 empty] | NIS | 4503-WZ-DM-T86412701 |  |  |  | 8641-MOV-808-03/8691-DSB-003 | [28 empty] | 8691-DSB-003 |  |  |  |  | 11 | 4
| 8641-MXA-808A |  | 8641-MD-808 | MOTOR -FAULT |  |  | DIR | DCS | Field | [7 empty] | NIS | 4503-WZ-DM-T86412701 |  |  |  | 8641-MOV-808-04/8691-DSB-003 | [28 empty] | 8691-DSB-003 |  |  |  |  | 12 | 1
| 8641-MXA-808B |  | 8641-MD-808 | MOTOR -READY STATUS |  |  | DIR | DCS | Field | [7 empty] | NIS | 4503-WZ-DM-T86412701 |  |  |  | 8641-MOV-808-04/8691-DSB-003 | [28 empty] | 8691-DSB-003 |  |  |  |  | 12 | 2
| 8641-MYCC-812 |  | 8641-MD-812 | MOV -CLOSE COMMAND |  |  | DOR | DCS | Field | [7 empty] | NIS | 4503-WZ-DM-T86412701 |  |  |  | 8641-MOV-812-01/8691-DSB-003 | [28 empty] | 8691-DSB-003 |  |  |  |  | 12 | 3
| 8641-MYCO-812 |  | 8641-MD-812 | MOV -OPEN COMMAND |  |  | DOR | DCS | Field | [7 empty] | NIS | 4503-WZ-DM-T86412701 |  |  |  | 8641-MOV-812-01/8691-DSB-003 | [28 empty] | 8691-DSB-003 |  |  |  |  | 12 | 4
| 8641-MYCS-812 |  | 8641-MD-812 | MOV -STOP COMMAND |  |  | DOR | DCS | Field | [7 empty] | NIS | 4503-WZ-DM-T86412701 |  |  |  | 8641-MOV-812-02/8691-DSB-003 | [28 empty] | 8691-DSB-003 |  |  |  |  | 13 | 1
| 8641-MZSC-812 |  | 8641-MD-812 | MOV -CLOSE LIMIT SWITCH |  |  | DIR | DCS | Field | [7 empty] | NIS | 4503-WZ-DM-T86412701 |  |  |  | 8641-MOV-812-03/8691-DSB-003 | [28 empty] | 8691-DSB-003 |  |  |  |  | 13 | 2
| 8641-MZSO-812 |  | 8641-MD-812 | MOV -OPEN LIMIT SWITCH |  |  | DIR | DCS | Field | [7 empty] | NIS | 4503-WZ-DM-T86412701 |  |  |  | 8641-MOV-812-03/8691-DSB-003 | [28 empty] | 8691-DSB-003 |  |  |  |  | 13 | 3
| 8641-MIC-812 |  | 8641-MD-812 | MOV -CLOSED INDICATION |  |  | DIR | DCS | Field | [7 empty] | NIS | 4503-WZ-DM-T86412701 |  |  |  | 8641-MOV-812-04/8691-DSB-003 | [28 empty] | 8691-DSB-003 |  |  |  |  | 13 | 4
| 8641-PT-411 |  | 8641-PD-411 | PRESSURE TRANSMITTER |  |  | AIRH | DCS | Field | [7 empty] | NIS | 4503-WZ-DM-T86412715 |  |  |  | 8641-PT-411/8691-DSB-003 | [28 empty] | 8691-DSB-003 |  |  |  |  | 14 | 1
| 8641-PT-420 |  | 8641-PD-420 | PRESSURE TRANSMITTER |  |  | AIRH | DCS | Field | [7 empty] | NIS | 4503-WZ-DM-T86412701 |  |  |  | 8641-PT-420/8691-DSB-003 | [28 empty] | 8691-DSB-003 |  |  |  |  | 14 | 2
| 8641-PT-421 |  | 8641-PD-421 | PRESSURE TRANSMITTER |  |  | AIRH | DCS | Field | [7 empty] | NIS | 4503-WZ-DM-T86412701 | 86-V-4105 |  |  | 8641-PT-421/8691-DSB-003 | [28 empty] | 8691-DSB-003 |  |  |  |  | 14 | 3
| 8641-PY-421 |  | 8641-PD-421 | E/P POSITIONER |  |  | AORH | DCS | Field | [7 empty] | NIS | 4503-WZ-DM-T86412701 |  |  |  | 8641-PY-421/8691-DSB-003 | [28 empty] | 8691-DSB-003 |  |  |  |  | 14 | 4
| 8641-TT-601 |  | 8641-TD-601 | TEMPERATURE TRANSM. - HEAD MOUNT |  |  | AIRH | DCS | Field | [7 empty] | NIS | 4503-WZ-DM-T86412710 | 86-TK-6302 |  |  | 8641-TT-601/8691-DSB-003 | [28 empty] | 8691-DSB-003 |  |  |  |  | 15 | 1
| 8641-TT-602 |  | 8641-TD-602 | TEMPERATURE TRANSM. - HEAD MOUNT |  |  | AIRH | DCS | Field | [7 empty] | NIS | 4503-WZ-DM-T86412701 |  |  |  | 8641-TT-602/8691-DSB-003 | [28 empty] | 8691-DSB-003 |  |  |  |  | 15 | 2
| 8641-TT-608 |  | 8641-TD-608 | TEMPERATURE TRANSM. - HEAD MOUNT |  |  | AIRH | DCS | Field | [7 empty] | NIS | 4503-WZ-DM-T86412701 | 86-V-4105 |  |  | 8641-TT-608/8691-DSB-003 | [28 empty] | 8691-DSB-003 |  |  |  |  | 15 | 3
| 8641-TT-611 |  | 8641-TD-611 | TEMPERATURE TRANSM. - HEAD MOUNT |  |  | AIRH | DCS | Field | [7 empty] | NIS | 4503-WZ-DM-T86412715 |  |  |  | 8641-TT-611/8691-DSB-003 | [28 empty] | 8691-DSB-003 |  |  |  |  | 15 | 4
| 8641-TY-611 |  | 8641-TD-611 | E/P POSITIONER |  |  | AORH | DCS | Field | [7 empty] | IS | 4503-WZ-DM-T86412715 |  |  |  | 8641-TY-611/8691-DSB-003 | [28 empty] | 8691-DSB-003 |  |  |  |  | 16 | 1
| 8641-TY-612 |  | 8641-TD-612 | E/P POSITIONER |  |  | AORH | DCS | Field | [7 empty] | IS | 4503-WZ-DM-T86412715 |  |  |  | 8641-TY-612/8691-DSB-003 | [28 empty] | 8691-DSB-003 |  |  |  |  | 16 | 2
| SPARE | [49 empty] | 8691-DSB-003 |  |  |  |  | 16 | 3
| SPARE | [49 empty] | 8691-DSB-003 |  |  |  |  | 16 | 4
| 8641-TT-612 |  | 8641-TD-612 | TEMPERATURE TRANSM. - HEAD MOUNT |  |  | AIRH | DCS | Field | [7 empty] | NIS | 4503-WZ-DM-T86412715 |  |  |  | 8641-TT-612/8691-DSB-003 | [28 empty] | 8691-DSB-003 |  |  |  |  | 17 | 1
| 8641-TT-651P |  | 8641-TD-651P | TEMPERATURE TRANSM. - HEAD MOUNT |  |  | AIRH | DCS | Field | [7 empty] | NIS | 4503-GG-VD-BD018T0186P6302AB067 | 86-P-6302A |  |  | 8641-TT-651P/8691-DSB-003 | [28 empty] | 8691-DSB-003 |  |  |  |  | 17 | 2
| 8641-TT-652P |  | 8641-TD-652P | TEMPERATURE TRANSM. - HEAD MOUNT |  |  | AIRH | DCS | Field | [7 empty] | NIS | 4503-GG-VD-BD018T0186P6302AB067 | 86-P-6302A |  |  | 8641-TT-652P/8691-DSB-003 | [28 empty] | 8691-DSB-003 |  |  |  |  | 17 | 3
| 8641-TT-653P |  | 8641-TD-653P | TEMPERATURE TRANSM. - HEAD MOUNT |  |  | AIRH | DCS | Field | [7 empty] | NIS | 4503-GG-VD-BD018T0186P6302AB067 | 86-P-6302B |  |  | 8641-TT-653P/8691-DSB-003 | [28 empty] | 8691-DSB-003 |  |  |  |  | 17 | 4
| 8641-TT-654P |  | 8641-TD-654P | TEMPERATURE TRANSM. - HEAD MOUNT |  |  | AIRH | DCS | Field | [7 empty] | NIS | 4503-GG-VD-BD018T0186P6302AB067 | 86-P-6302B |  |  | 8641-TT-654P/8691-DSB-003 | [28 empty] | 8691-DSB-003 |  |  |  |  | 18 | 1
| 8641-XZSC-811 |  | 8641-XD-811 | LIMIT SWITCH - CLOSE |  |  | DIR | DCS | Field | [7 empty] | NIS | 4503-WZ-DM-T86412710 |  |  |  | 8641-XZSC-811/8691-DSB-003 | [28 empty] | 8691-DSB-003 |  |  |  |  | 18 | 2
| 8641-XZSO-811 |  | 8641-XD-811 | LIMIT SWITCH - OPEN |  |  | DIR | DCS | Field | [7 empty] | NIS | 4503-WZ-DM-T86412710 |  |  |  | 8641-XZSO-811/8691-DSB-003 | [28 empty] | 8691-DSB-003 |  |  |  |  | 18 | 3
| 8641-XY-811 |  | 8641-XD-811 | SOLENOID VALVE |  |  | DOR | DCS | Field | [7 empty] | NIS | 4503-WZ-DM-T86412710 |  |  |  | 8641-XY-811/8691-DSB-003 | [28 empty] | 8691-DSB-003 |  |  |  |  | 18 | 4
| 8641-XZSC-815 |  | 8641-XD-815 | LIMIT SWITCH - CLOSE |  |  | DIR | DCS | Field | [7 empty] | NIS | 4503-WZ-DM-T86412701 |  |  |  | 8641-XZSC-815/8691-DSB-003 | [28 empty] | 8691-DSB-003 |  |  |  |  | 19 | 1
| 8641-XZSO-815 |  | 8641-XD-815 | LIMIT SWITCH - OPEN |  |  | DIR | DCS | Field | [7 empty] | NIS | 4503-WZ-DM-T86412701 |  |  |  | 8641-XZSO-815/8691-DSB-003 | [28 empty] | 8691-DSB-003 |  |  |  |  | 19 | 2
| 8641-XY-815 |  | 8641-XD-815 | SOLENOID VALVE |  |  | DOR | DCS | Field | [7 empty] | NIS | 4503-WZ-DM-T86412701 |  |  |  | 8641-XY-815/8691-DSB-003 | [28 empty] | 8691-DSB-003 |  |  |  |  | 19 | 3
| 8641-XS-981 |  | 8641-XD-981 | EARTHING CONTACT |  |  | DIR | DCS | Field | [7 empty] | NIS | 4503-WZ-DM-T86412710 |  |  |  | 8641-XS-981/8691-DSB-003 | [28 empty] | 8691-DSB-003 |  |  |  |  | 19 | 4
| SPARE | [49 empty] | 8691-DSB-003 |  |  |  |  | 20 | 1
| SPARE | [49 empty] | 8691-DSB-003 |  |  |  |  | 20 | 2
| SPARE | [49 empty] | 8691-DSB-003 |  |  |  |  | 20 | 3
| SPARE | [49 empty] | 8691-DSB-003 |  |  |  |  | 20 | 4
| SPARE | [49 empty] | 8691-DSB-003 |  |  |  |  | 21 | 1
| SPARE | [49 empty] | 8691-DSB-003 |  |  |  |  | 21 | 2
| SPARE | [49 empty] | 8691-DSB-003 |  |  |  |  | 21 | 3
| SPARE | [49 empty] | 8691-DSB-003 |  |  |  |  | 21 | 4
| SPARE | [49 empty] | 8691-DSB-003 |  |  |  |  | 22 | 1
| SPARE | [49 empty] | 8691-DSB-003 |  |  |  |  | 22 | 2
| SPARE | [49 empty] | 8691-DSB-003 |  |  |  |  | 22 | 3
| SPARE | [49 empty] | 8691-DSB-003 |  |  |  |  | 22 | 4
| SPARE | [49 empty] | 8691-DSB-003 |  |  |  |  | 23 | 1
| SPARE | [49 empty] | 8691-DSB-003 |  |  |  |  | 23 | 2
| SPARE | [49 empty] | 8691-DSB-003 |  |  |  |  | 23 | 3
| SPARE | [49 empty] | 8691-DSB-003 |  |  |  |  | 23 | 4
| SPARE | [49 empty] | 8691-DSB-003 |  |  |  |  | 24 | 1
| SPARE | [49 empty] | 8691-DSB-003 |  |  |  |  | 24 | 2
| SPARE | [49 empty] | 8691-DSB-003 |  |  |  |  | 24 | 3
| SPARE | [49 empty] | 8691-DSB-003 |  |  |  |  | 24 | 4
| 8998-FT-212 |  | 8998-FD-212 | FLOW TRANSMITTER - VORTEX |  |  | AIRH | DCS | Field | [7 empty] | IS | 4503-WZ-DM-T89982001 |  |  |  | 8998-FT-212/8901-DSB-001 | [28 empty] | 8901-DSB-001 |  |  |  |  | 1 | 1
| 8998-FT-251 |  | 8998-FD-251 | FLOW TRANSMITTER - VORTEX |  |  | AIRH | DCS | Field | [7 empty] | IS | 4503-WZ-DM-T89982001 |  |  |  | 8998-FT-251/8901-DSB-001 | [28 empty] | 8901-DSB-001 |  |  |  |  | 1 | 2
| 8998-PT-401 |  | 8998-PD-401 | PRESSURE TRANSMITTER |  |  | AIRH | DCS | Field | [7 empty] | IS | 4503-WZ-DM-T89982001 |  |  |  | 8998-PT-401/8901-DSB-001 | [28 empty] | 8901-DSB-001 |  |  |  |  | 1 | 3
| 8998-PT-420 |  | 8998-PD-420 | PRESSURE TRANSMITTER |  |  | AIRH | DCS | Field | [7 empty] | IS | 4503-WZ-DM-T89982001 |  |  |  | 8998-PT-420/8901-DSB-001 | [28 empty] | 8901-DSB-001 |  |  |  |  | 1 | 4
| 8998-FT-213 |  | 8998-FD-213 | FLOW TRANSMITTER - MAG |  |  | AIRH | DCS | Field |  |  |  |  | 230 VAC |  |  | NIS | 4503-WZ-DM-T89982001 |  |  |  | 8998-FT-213/8901-DSB-001 | [28 empty] | 8901-DSB-001 |  |  |  |  | 2 | 1
| 8998-FT-250 |  | 8998-FD-250 | FLOW TRANSMITTER - MAG |  |  | AIRH | DCS | Field |  |  |  |  | 230 VAC |  |  | NIS | 4503-WZ-DM-T89982001 |  |  |  | 8998-FT-250/8901-DSB-001 | [28 empty] | 8901-DSB-001 |  |  |  |  | 2 | 2
| 8998-FT-255 |  | 8998-FD-255 | FLOW TRANSMITTER - MAG |  |  | AIRH | DCS | Field |  |  |  |  | 230 VAC |  |  | NIS | 4503-WZ-DM-T89982006 |  |  |  | 8998-FT-255/8901-DSB-001 | [28 empty] | 8901-DSB-001 |  |  |  |  | 2 | 3
| 8998-FT-256 |  | 8998-FD-256 | FLOW TRANSMITTER - MAG |  |  | AIRH | DCS | Field |  |  |  |  | 230 VAC |  |  | NIS | 4503-WZ-DM-T89982006 |  |  |  | 8998-FT-256/8901-DSB-001 | [28 empty] | 8901-DSB-001 |  |  |  |  | 2 | 4
| 8998-FT-259 |  | 8998-FD-259 | FLOW TRANSMITTER - MAG |  |  | AIRH | DCS | Field |  |  |  |  | 230 VAC |  |  | NIS | 4503-WZ-DM-T89982002 |  |  |  | 8998-FT-259/8901-DSB-001 | [28 empty] | 8901-DSB-001 |  |  |  |  | 3 | 1
| 8998-FT-260 |  | 8998-FD-260 | FLOW TRANSMITTER - MAG |  |  | AIRH | DCS | Field |  |  |  |  | 230 VAC |  |  | NIS | 4503-WZ-DM-T89982002 |  |  |  | 8998-FT-260/8901-DSB-001 | [28 empty] | 8901-DSB-001 |  |  |  |  | 3 | 2
| 8998-FT-261 |  | 8998-FD-261 | FLOW TRANSMITTER - MAG |  |  | AIRH | DCS | Field |  |  |  |  | 230 VAC |  |  | NIS | 4503-WZ-DM-T89982002 |  |  |  | 8998-FT-261/8901-DSB-001 | [28 empty] | 8901-DSB-001 |  |  |  |  | 3 | 3
| SPARE | [49 empty] | 8901-DSB-001 |  |  |  |  | 3 | 4
| 8998-PT-422 |  | 8998-PD-422 | PRESSURE TRANSMITTER |  |  | AIRH | DCS | Field | [7 empty] | IS | 4503-WZ-DM-T89982001 |  |  |  | 8998-PT-422/8901-DSB-001 | [28 empty] | 8901-DSB-001 |  |  |  |  | 4 | 1
| 8998-PT-456 |  | 8998-PD-456 | PRESSURE TRANSMITTER |  |  | AIRH | DCS | Field | [7 empty] | IS | 4503-WZ-DM-T89982006 |  |  |  | 8998-PT-456/8901-DSB-001 | [28 empty] | 8901-DSB-001 |  |  |  |  | 4 | 2
| 8998-PT-471 |  | 8998-PD-471 | PRESSURE TRANSMITTER |  |  | AIRH | DCS | Field | [7 empty] | IS | 4503-WZ-DM-T89982006 |  |  |  | 8998-PT-471/8901-DSB-001 | [28 empty] | 8901-DSB-001 |  |  |  |  | 4 | 3
| 8998-PT-481 |  | 8998-PD-481 | PRESSURE TRANSMITTER |  |  | AIRH | DCS | Field | [7 empty] | IS | 4503-WZ-DM-T89982002 |  |  |  | 8998-PT-481/8901-DSB-001 | [28 empty] | 8901-DSB-001 |  |  |  |  | 4 | 4
| 8998-PT-482 |  | 8998-PD-482 | PRESSURE TRANSMITTER |  |  | AIRH | DCS | Field | [7 empty] | IS | 4503-WZ-DM-T89982002 |  |  |  | 8998-PT-482/8901-DSB-001 | [28 empty] | 8901-DSB-001 |  |  |  |  | 5 | 1
| 8998-PT-483 |  | 8998-PD-483 | PRESSURE TRANSMITTER |  |  | AIRH | DCS | Field | [7 empty] | IS | 4503-WZ-DM-T89982002 |  |  |  | 8998-PT-483/8901-DSB-001 | [28 empty] | 8901-DSB-001 |  |  |  |  | 5 | 2
| 8998-PT-487 |  | 8998-PD-487 | PRESSURE TRANSMITTER |  |  | AIRH | DCS | Field | [7 empty] | IS | 4503-WZ-DM-T89982001 |  |  |  | 8998-PT-487/8901-DSB-001 | [28 empty] | 8901-DSB-001 |  |  |  |  | 5 | 3
| 8998-TT-601 |  | 8998-TD-601 | TEMPERATURE TRANSM. - HEAD MOUNT |  |  | AIRH | DCS | Field | [7 empty] | IS | 4503-WZ-DM-T89982001 |  |  |  | 8998-TT-601/8901-DSB-001 | [28 empty] | 8901-DSB-001 |  |  |  |  | 5 | 4
| 8998-TT-619 |  | 8998-TD-619 | TEMPERATURE TRANSM. - HEAD MOUNT |  |  | AIRH | DCS | Field | [7 empty] | IS | 4503-WZ-DM-T89982001 |  |  |  | 8998-TT-619/8901-DSB-001 | [28 empty] | 8901-DSB-001 |  |  |  |  | 6 | 1
| 8998-TT-621 |  | 8998-TD-621 | TEMPERATURE TRANSM. - HEAD MOUNT |  |  | AIRH | DCS | Field | [7 empty] | IS | 4503-WZ-DM-T89982001 |  |  |  | 8998-TT-621/8901-DSB-001 | [28 empty] | 8901-DSB-001 |  |  |  |  | 6 | 2
| 8998-TT-660 |  | 8998-TD-660 | TEMPERATURE TRANSM. - HEAD MOUNT |  |  | AIRH | DCS | Field | [7 empty] | IS | 4503-WZ-DM-T89982001 |  |  |  | 8998-TT-660/8901-DSB-001 | [28 empty] | 8901-DSB-001 |  |  |  |  | 6 | 3
| 8998-TT-666 |  | 8998-TD-666 | TEMPERATURE TRANSM. - HEAD MOUNT |  |  | AIRH | DCS | Field | [7 empty] | IS | 4503-WZ-DM-T89982006 |  |  |  | 8998-TT-666/8901-DSB-001 | [28 empty] | 8901-DSB-001 |  |  |  |  | 6 | 4
| 8998-TT-667 |  | 8998-TD-667 | TEMPERATURE TRANSM. - HEAD MOUNT |  |  | AIRH | DCS | Field | [7 empty] | IS | 4503-WZ-DM-T89982006 |  |  |  | 8998-TT-667/8901-DSB-001 | [28 empty] | 8901-DSB-001 |  |  |  |  | 7 | 1
| 8998-TT-683 |  | 8998-TD-683 | TEMPERATURE TRANSM. - HEAD MOUNT |  |  | AIRH | DCS | Field | [7 empty] | IS | 4503-WZ-DM-T89982002 |  |  |  | 8998-TT-683/8901-DSB-001 | [28 empty] | 8901-DSB-001 |  |  |  |  | 7 | 2
| 8998-TT-684 |  | 8998-TD-684 | TEMPERATURE TRANSM. - HEAD MOUNT |  |  | AIRH | DCS | Field | [7 empty] | IS | 4503-WZ-DM-T89982002 |  |  |  | 8998-TT-684/8901-DSB-001 | [28 empty] | 8901-DSB-001 |  |  |  |  | 7 | 3
| 8998-TT-685 |  | 8998-TD-685 | TEMPERATURE TRANSM. - HEAD MOUNT |  |  | AIRH | DCS | Field | [7 empty] | IS | 4503-WZ-DM-T89982002 |  |  |  | 8998-TT-685/8901-DSB-001 | [28 empty] | 8901-DSB-001 |  |  |  |  | 7 | 4
| SPARE | [49 empty] | 8901-DSB-001 |  |  |  |  | 8 | 1
| SPARE | [49 empty] | 8901-DSB-001 |  |  |  |  | 8 | 2
| SPARE | [49 empty] | 8901-DSB-001 |  |  |  |  | 8 | 3
| SPARE | [49 empty] | 8901-DSB-001 |  |  |  |  | 8 | 4
| SPARE | [49 empty] | 8901-DSB-001 |  |  |  |  | 9 | 1
| SPARE | [49 empty] | 8901-DSB-001 |  |  |  |  | 9 | 2
| SPARE | [49 empty] | 8901-DSB-001 |  |  |  |  | 9 | 3
| SPARE | [49 empty] | 8901-DSB-001 |  |  |  |  | 9 | 4
| SPARE | [49 empty] | 8901-DSB-001 |  |  |  |  | 10 | 1
| SPARE | [49 empty] | 8901-DSB-001 |  |  |  |  | 10 | 2
| SPARE | [49 empty] | 8901-DSB-001 |  |  |  |  | 10 | 3
| SPARE | [49 empty] | 8901-DSB-001 |  |  |  |  | 10 | 4
| SPARE | [49 empty] | 8901-DSB-001 |  |  |  |  | 11 | 1
| SPARE | [49 empty] | 8901-DSB-001 |  |  |  |  | 11 | 2
| SPARE | [49 empty] | 8901-DSB-001 |  |  |  |  | 11 | 3
| SPARE | [49 empty] | 8901-DSB-001 |  |  |  |  | 11 | 4
| SPARE | [49 empty] | 8901-DSB-001 |  |  |  |  | 12 | 1
| SPARE | [49 empty] | 8901-DSB-001 |  |  |  |  | 12 | 2
| SPARE | [49 empty] | 8901-DSB-001 |  |  |  |  | 12 | 3
| SPARE | [49 empty] | 8901-DSB-001 |  |  |  |  | 12 | 4
| SPARE | [49 empty] | 8901-DSB-001 |  |  |  |  | 13 | 1
| SPARE | [49 empty] | 8901-DSB-001 |  |  |  |  | 13 | 2
| SPARE | [49 empty] | 8901-DSB-001 |  |  |  |  | 13 | 3
| SPARE | [49 empty] | 8901-DSB-001 |  |  |  |  | 13 | 4
| SPARE | [49 empty] | 8901-DSB-001 |  |  |  |  | 14 | 1
| SPARE | [49 empty] | 8901-DSB-001 |  |  |  |  | 14 | 2
| SPARE | [49 empty] | 8901-DSB-001 |  |  |  |  | 14 | 3
| SPARE | [49 empty] | 8901-DSB-001 |  |  |  |  | 14 | 4
| SPARE | [49 empty] | 8901-DSB-001 |  |  |  |  | 15 | 1
| SPARE | [49 empty] | 8901-DSB-001 |  |  |  |  | 15 | 2
| SPARE | [49 empty] | 8901-DSB-001 |  |  |  |  | 15 | 3
| SPARE | [49 empty] | 8901-DSB-001 |  |  |  |  | 15 | 4
| SPARE | [49 empty] | 8901-DSB-001 |  |  |  |  | 16 | 1
| SPARE | [49 empty] | 8901-DSB-001 |  |  |  |  | 16 | 2
| SPARE | [49 empty] | 8901-DSB-001 |  |  |  |  | 16 | 3
| SPARE | [49 empty] | 8901-DSB-001 |  |  |  |  | 16 | 4
| 8651-PT-401 |  | 8651-PD-401 | PRESSURE TRANSMITTER |  |  | AIRH | DCS | Field | [7 empty] | IS | 4503-WZ-DM-T86512705 |  |  |  | 8651-PT-401/8909-DSB-001 | [28 empty] | 8909-DSB-001 |  |  |  |  | 1 | 1
| 8651-PY-401 |  | 8651-PD-401 | E/P POSITIONER |  |  | AORH | DCS | Field | [7 empty] | IS | 4503-WZ-DM-T86512705 |  |  |  | 8651-PY-401/8909-DSB-001 | [28 empty] | 8909-DSB-001 |  |  |  |  | 1 | 2
| 8651-PT-411 |  | 8651-PD-411 | PRESSURE TRANSMITTER |  |  | AIRH | DCS | Field | [7 empty] | IS | 4503-WZ-DM-T86512710 |  |  |  | 8651-PT-411/8909-DSB-001 | [28 empty] | 8909-DSB-001 |  |  |  |  | 1 | 3
| 8651-PY-411 |  | 8651-PD-411 | E/P POSITIONER |  |  | AORH | DCS | Field | [7 empty] | IS | 4503-WZ-DM-T86512710 |  |  |  | 8651-PY-411/8909-DSB-001 | [28 empty] | 8909-DSB-001 |  |  |  |  | 1 | 4
| 8651-PT-412 |  | 8651-PD-412 | PRESSURE TRANSMITTER |  |  | AIRH | DCS | Field | [7 empty] | IS | 4503-WZ-DM-T86512710 |  |  |  | 8651-PT-412/8909-DSB-001 | [28 empty] | 8909-DSB-001 |  |  |  |  | 2 | 1
| 8651-PT-413 |  | 8651-PD-413 | PRESSURE TRANSMITTER |  |  | AIRH | DCS | Field | [7 empty] | IS | 4503-WZ-DM-T86512710 | 86-V-5102 |  |  | 8651-PT-413/8909-DSB-001 | [28 empty] | 8909-DSB-001 |  |  |  |  | 2 | 2
| 8651-PT-429 |  | 8651-PD-429 | PRESSURE TRANSMITTER |  |  | AIRH | DCS | Field | [7 empty] | IS | 4503-WZ-DM-T86512705 |  |  |  | 8651-PT-429/8909-DSB-001 | [28 empty] | 8909-DSB-001 |  |  |  |  | 2 | 3
| 8651-PT-430 |  | 8651-PD-430 | PRESSURE TRANSMITTER |  |  | AIRH | DCS | Field | [7 empty] | IS | 4503-WZ-DM-T86512705 | 86-V-5101 |  |  | 8651-PT-430/8909-DSB-001 | [28 empty] | 8909-DSB-001 |  |  |  |  | 2 | 4
| 8651-TT-651 |  | 8651-TD-651 | TEMPERATURE TRANSM. - HEAD MOUNT |  |  | AIRH | DCS | Field | [7 empty] | IS | 4503-WZ-DM-T86512705 | 86-V-5101 |  |  | 8651-TT-651/8909-DSB-001 | [28 empty] | 8909-DSB-001 |  |  |  |  | 3 | 1
| 8651-TT-653 |  | 8651-TD-653 | TEMPERATURE TRANSM. - HEAD MOUNT |  |  | AIRH | DCS | Field | [7 empty] | IS | 4503-WZ-DM-T86512710 | 86-V-5102 |  |  | 8651-TT-653/8909-DSB-001 | [28 empty] | 8909-DSB-001 |  |  |  |  | 3 | 2
| 8651-XZSC-818 |  | 8651-XD-818 | LIMIT SWITCH - CLOSE |  |  | DIR | DCS | Field | [7 empty] | IS | 4503-WZ-DM-T86512705 |  |  |  | 8651-XZSC-818/8909-DSB-001 | [28 empty] | 8909-DSB-001 |  |  |  |  | 3 | 3
| 8651-XZSO-818 |  | 8651-XD-818 | LIMIT SWITCH - OPEN |  |  | DIR | DCS | Field | [7 empty] | IS | 4503-WZ-DM-T86512705 |  |  |  | 8651-XZSO-818/8909-DSB-001 | [28 empty] | 8909-DSB-001 |  |  |  |  | 3 | 4
| 8651-XY-818 |  | 8651-XD-818 | SOLENOID VALVE |  |  | DOR | DCS | Field | [7 empty] | NIS | 4503-WZ-DM-T86512705 |  |  |  | 8651-XY-818/8909-DSB-001 | [28 empty] | 8909-DSB-001 |  |  |  |  | 4 | 1
| 8651-XY-819 |  | 8651-XD-819 | SOLENOID VALVE |  |  | DOR | DCS | Field | [7 empty] | NIS | 4503-WZ-DM-T86512710 |  |  |  | 8651-XY-819/8909-DSB-001 | [28 empty] | 8909-DSB-001 |  |  |  |  | 4 | 2
| 8651-XY-820 |  | 8651-XD-820 | SOLENOID VALVE |  |  | DOR | DCS | Field | [7 empty] | NIS | 4503-WZ-DM-T86512705 |  |  |  | 8651-XY-820/8909-DSB-001 | [28 empty] | 8909-DSB-001 |  |  |  |  | 4 | 3
| 8651-XY-821 |  | 8651-XD-821 | SOLENOID VALVE |  |  | DOR | DCS | Field | [7 empty] | NIS | 4503-WZ-DM-T86512710 |  |  |  | 8651-XY-821/8909-DSB-001 | [28 empty] | 8909-DSB-001 |  |  |  |  | 4 | 4
| 8651-XZSC-819 |  | 8651-XD-819 | LIMIT SWITCH - CLOSE |  |  | DIR | DCS | Field | [7 empty] | IS | 4503-WZ-DM-T86512710 |  |  |  | 8651-XZSC-819/8909-DSB-001 | [28 empty] | 8909-DSB-001 |  |  |  |  | 5 | 1
| 8651-XZSO-819 |  | 8651-XD-819 | LIMIT SWITCH - OPEN |  |  | DIR | DCS | Field | [7 empty] | IS | 4503-WZ-DM-T86512710 |  |  |  | 8651-XZSO-819/8909-DSB-001 | [28 empty] | 8909-DSB-001 |  |  |  |  | 5 | 2
| 8651-XZSC-820 |  | 8651-XD-820 | LIMIT SWITCH - CLOSE |  |  | DIR | DCS | Field | [7 empty] | IS | 4503-WZ-DM-T86512705 |  |  |  | 8651-XZSC-820/8909-DSB-001 | [28 empty] | 8909-DSB-001 |  |  |  |  | 5 | 3
| 8651-XZSO-820 |  | 8651-XD-820 | LIMIT SWITCH - OPEN |  |  | DIR | DCS | Field | [7 empty] | IS | 4503-WZ-DM-T86512705 |  |  |  | 8651-XZSO-820/8909-DSB-001 | [28 empty] | 8909-DSB-001 |  |  |  |  | 5 | 4
| 8651-XZSC-821 |  | 8651-XD-821 | LIMIT SWITCH - CLOSE |  |  | DIR | DCS | Field | [7 empty] | IS | 4503-WZ-DM-T86512710 |  |  |  | 8651-XZSC-821/8909-DSB-001 | [28 empty] | 8909-DSB-001 |  |  |  |  | 6 | 1
| 8651-XZSO-821 |  | 8651-XD-821 | LIMIT SWITCH - OPEN |  |  | DIR | DCS | Field | [7 empty] | IS | 4503-WZ-DM-T86512710 |  |  |  | 8651-XZSO-821/8909-DSB-001 | [28 empty] | 8909-DSB-001 |  |  |  |  | 6 | 2
| 8682-LT-307 |  | 8682-LD-307 | LEVEL TRANSMITTER - GW RADAR |  |  | AIRH | DCS | Field | [7 empty] | IS | 4503-WZ-DM-T86822705 | 86-SU-8202 |  |  | 8682-LT-307/8909-DSB-001 | [28 empty] | 8909-DSB-001 |  |  |  |  | 6 | 3
| 8682-PT-434 |  | 8682-PD-434 | PRESSURE TRANSMITTER |  |  | AIRH | DCS | Field | [7 empty] | IS | 4503-WZ-DM-T86822705 |  |  |  | 8682-PT-434/8909-DSB-001 | [28 empty] | 8909-DSB-001 |  |  |  |  | 6 | 4
| 8682-FT-212 |  | 8682-FD-212 | FLOW TRANSMITTER - MAG |  |  | AIRH | DCS | Field |  |  |  |  | 230 VAC |  |  | NIS | 4503-WZ-DM-T86822705 |  |  |  | 8682-FT-212/8909-DSB-001 | [28 empty] | 8909-DSB-001 |  |  |  |  | 7 | 1
| 8968-XY-811 |  | 8968-XD-811 | SOLENOID VALVE |  |  | DOR | DCS | Field | [7 empty] | NIS | 4503-XZ-DM-T89683001 |  |  |  | 8968-XY-811/8909-DSB-001 | [28 empty] | 8909-DSB-001 |  |  |  |  | 7 | 2
| 8682-LS-351 P |  |  | FLOAT SWITCH |  |  | DIR | DCS | Field | [7 empty] | NIS |  |  |  |  | 8682-LS-351 P/8909-DSB-001 | [28 empty] | 8909-DSB-001 |  |  |  |  | 7 | 3
| 8682-LS-352 P |  |  | FLOAT SWITCH |  |  | DIR | DCS | Field | [7 empty] | NIS |  |  |  |  | 8682-LS-352 P/8909-DSB-001 | [28 empty] | 8909-DSB-001 |  |  |  |  | 7 | 4
| 8682-TT-614 |  | 8682-TD-614 | TEMPERATURE TRANSM. - HEAD MOUNT |  |  | AIRH | DCS | Field | [7 empty] | IS | 4503-WZ-DM-T86822705 | 86-SU-8202 |  |  | 8682-TT-614/8909-DSB-001 | [28 empty] | 8909-DSB-001 |  |  |  |  | 8 | 1
| 8968-PT-401 |  | 8968-PD-401 | PRESSURE TRANSMITTER |  |  | AIRH | DCS | Field | [7 empty] | IS | 4503-XZ-DM-T89683001 |  |  |  | 8968-PT-401/8909-DSB-001 | [28 empty] | 8909-DSB-001 |  |  |  |  | 8 | 2
| 8968-XZSC-811 |  | 8968-XD-811 | LIMIT SWITCH - CLOSE |  |  | DIR | DCS | Field | [7 empty] | IS | 4503-XZ-DM-T89683001 |  |  |  | 8968-XZSC-811/8909-DSB-001 | [28 empty] | 8909-DSB-001 |  |  |  |  | 8 | 3
| 8968-XZSO-811 |  | 8968-XD-811 | LIMIT SWITCH - OPEN |  |  | DIR | DCS | Field | [7 empty] | IS | 4503-XZ-DM-T89683001 |  |  |  | 8968-XZSO-811/8909-DSB-001 | [28 empty] | 8909-DSB-001 |  |  |  |  | 8 | 4
| 8999-PT-406 |  | 8999-PD-406 | PRESSURE TRANSMITTER |  |  | AIRH | DCS | Field | [7 empty] | IS | 4503-WZ-DM-T89992003 |  |  |  | 8910-DJB-101/8909-DSB-001 | [28 empty] | 8909-DSB-001 |  |  |  |  | 9 | 1
| 8999-PT-409 |  | 8999-PD-409 | PRESSURE TRANSMITTER |  |  | AIRH | DCS | Field | [7 empty] | IS | 4503-WZ-DM-T89992003 |  |  |  | 8910-DJB-101/8909-DSB-001 | [28 empty] | 8909-DSB-001 |  |  |  |  | 9 | 2
| 8999-PT-445 |  | 8999-PD-445 | PRESSURE TRANSMITTER |  |  | AIRH | DCS | Field | [7 empty] | IS | 4503-WZ-DM-T89992003 |  |  |  | 8910-DJB-101/8909-DSB-001 | [28 empty] | 8909-DSB-001 |  |  |  |  | 9 | 3
| 8999-TT-606 |  | 8999-TD-606 | TEMPERATURE TRANSM. - HEAD MOUNT |  |  | AIRH | DCS | Field | [7 empty] | IS | 4503-WZ-DM-T89992003 |  |  |  | 8910-DJB-101/HOLD MAR CAB NO | [28 empty] | 8909-DSB-001 |  |  |  |  | 9 | 4
| 8999-TT-610 |  | 8999-TD-610 | TEMPERATURE TRANSM. - HEAD MOUNT |  |  | AIRH | DCS | Field | [7 empty] | IS | 4503-WZ-DM-T89992003 |  |  |  | 8910-DJB-101/HOLD MAR CAB NO | [28 empty] | 8909-DSB-001 |  |  |  |  | 10 | 1
| 8999-TT-645 |  | 8999-TD-645 | TEMPERATURE TRANSM. - HEAD MOUNT |  |  | AIRH | DCS | Field | [7 empty] | IS | 4503-WZ-DM-T89992003 |  |  |  | 8910-DJB-101/HOLD MAR CAB NO | [28 empty] | 8909-DSB-001 |  |  |  |  | 10 | 2
| SPARE | [49 empty] | 8909-DSB-001 |  |  |  |  | 10 | 3
| SPARE | [49 empty] | 8909-DSB-001 |  |  |  |  | 10 | 4
| SPARE | [49 empty] | 8909-DSB-001 |  |  |  |  | 11 | 1
| SPARE | [49 empty] | 8909-DSB-001 |  |  |  |  | 11 | 2
| SPARE | [49 empty] | 8909-DSB-001 |  |  |  |  | 11 | 3
| SPARE | [49 empty] | 8909-DSB-001 |  |  |  |  | 11 | 4
| SPARE | [49 empty] | 8909-DSB-001 |  |  |  |  | 12 | 1
| SPARE | [49 empty] | 8909-DSB-001 |  |  |  |  | 12 | 2
| SPARE | [49 empty] | 8909-DSB-001 |  |  |  |  | 12 | 3
| SPARE | [49 empty] | 8909-DSB-001 |  |  |  |  | 12 | 4
| SPARE | [49 empty] | 8909-DSB-001 |  |  |  |  | 13 | 1
| SPARE | [49 empty] | 8909-DSB-001 |  |  |  |  | 13 | 2
| SPARE | [49 empty] | 8909-DSB-001 |  |  |  |  | 13 | 3
| SPARE | [49 empty] | 8909-DSB-001 |  |  |  |  | 13 | 4
| SPARE | [49 empty] | 8909-DSB-001 |  |  |  |  | 14 | 1
| SPARE | [49 empty] | 8909-DSB-001 |  |  |  |  | 14 | 2
| SPARE | [49 empty] | 8909-DSB-001 |  |  |  |  | 14 | 3
| SPARE | [49 empty] | 8909-DSB-001 |  |  |  |  | 14 | 4
| SPARE | [49 empty] | 8909-DSB-001 |  |  |  |  | 15 | 1
| SPARE | [49 empty] | 8909-DSB-001 |  |  |  |  | 15 | 2
| SPARE | [49 empty] | 8909-DSB-001 |  |  |  |  | 15 | 3
| SPARE | [49 empty] | 8909-DSB-001 |  |  |  |  | 15 | 4
| SPARE | [49 empty] | 8909-DSB-001 |  |  |  |  | 16 | 1
| SPARE | [49 empty] | 8909-DSB-001 |  |  |  |  | 16 | 2
| SPARE | [49 empty] | 8909-DSB-001 |  |  |  |  | 16 | 3
| SPARE | [49 empty] | 8909-DSB-001 |  |  |  |  | 16 | 4

## SIS Tag Assignment Report
SIS TAG ASSIGNMENT REPORT (Card -> Channel, incl. SPARE)
STATUS | Tag_Number | Control_System_Tag | Loop_Number | INSTR_TYPE_DESC | TAG_SERVICE_1 | TAG_SERVICE_2 | IO_TYPE | SYSTEM | LOCATION | SIGNAL_DESTINATION | LOOP_POWERD | DO_RELAY_TYPE | POWER_CONSUMPTION | EXTERNAL_POWER | SIGNAL_VOLTAGE_LEVEL | INTRINSIC_SAFETY_BARRIER | CS_Execution | CLIENT_PID_NO | EQUIPMENT_NAME | PACKAGE_NAME | GROUPING_REMARKS | Cable Name | Cable Type Name | Cable_Term | IRP_Cabinet_Name | Ele_TS_Name | Ele_TS_No | Relay_No | Relay_Type | NO/NC Contact | FTA Name (IRP) | FTA No. (IRP) | Signal Conditioner Type (IRP) | Card No. (IRP) | Channel No.(IRP) | Communication Module No. (IRP) | Aux_Cabinet_Name | Field_TS_Name | Field_TS_No | Aux_Cmpt_Term_IN_No | Aux_Cmpt_No | Aux_Cmpt_Make/Model | Aux_Cmpt_Term_OUT_No | Aux_Cmpt_Power_Source | Aux_Cmpt_Power_Term_No(s) | Aux_TS_OUT_Name | Aux_TS_OUT_No | Aux_Inter_Cable_Name | Aux_Inter_Cable_Type | Aux_Inter_Cable_Term | SJB_Name | FTA Name | FTA No. | Barrier Type | Signal Conditioner Type | Card No. | Channel No. | Communication Module No. | FOJB_Name | Marshalling Cabinet Name (RIO) | FTA Name (RIO) | FTA No. (RIO) | Barrier Model (RIO) | Signal Conditioner Type (RIO) | Card No. (RIO) | Channel No. (RIO) | Communication Module No. (RIO) | System Cabinet Name | CPU Name | Remarks | Revision
| 3150-FZT-210A |  | 3150-FZ-210A | FLOW TRANSMITTER - VORTEX |  |  | AIRH | SIS | Field | [7 empty] | IS | 4503-VZ-DM-T31502001 |  |  | 3150-FZ-210_G1 | 3150-FZT-210A/3900-SSB-001 | [28 empty] | 3900-SSB-001 |  |  |  |  | 1 | 1
| 3150-PZT-403A |  | 3150-PZ-403 | PRESSURE TRANSMITTER |  |  | AIRH | SIS | Field | [7 empty] | IS | 4503-VZ-DM-T31502002 | 31-V-5009 |  | 3150-PZ-403_G1 | 3150-PZT-403A/3900-SSB-001 | [28 empty] | 3900-SSB-001 |  |  |  |  | 1 | 2
| 3150-AZT-050 |  | 3150-AZ-050 | ANALYZER -DISSOLVED OXYGEN (O2) |  |  | AIRH | SIS | Field | [7 empty] | IS | 4503-VZ-DM-T31502004 |  |  |  | 3150-AZT-050/3900-SSB-001 | [28 empty] | 3900-SSB-001 |  |  |  |  | 1 | 3
| SPARE | [49 empty] | 3900-SSB-001 |  |  |  |  | 1 | 4
| SPARE | [49 empty] | 3900-SSB-001 |  |  |  |  | 1 | 5
| SPARE | [49 empty] | 3900-SSB-001 |  |  |  |  | 1 | 6
| SPARE | [49 empty] | 3900-SSB-001 |  |  |  |  | 1 | 7
| SPARE | [49 empty] | 3900-SSB-001 |  |  |  |  | 1 | 8
| SPARE | [49 empty] | 3900-SSB-001 |  |  |  |  | 1 | 9
| SPARE | [49 empty] | 3900-SSB-001 |  |  |  |  | 1 | 10
| SPARE | [49 empty] | 3900-SSB-001 |  |  |  |  | 1 | 11
| SPARE | [49 empty] | 3900-SSB-001 |  |  |  |  | 1 | 12
| SPARE | [49 empty] | 3900-SSB-001 |  |  |  |  | 1 | 13
| SPARE | [49 empty] | 3900-SSB-001 |  |  |  |  | 1 | 14
| SPARE | [49 empty] | 3900-SSB-001 |  |  |  |  | 1 | 15
| SPARE | [49 empty] | 3900-SSB-001 |  |  |  |  | 1 | 16
| 3150-FZT-210B |  | 3150-FZ-210B | FLOW TRANSMITTER - VORTEX |  |  | AIRH | SIS | Field | [7 empty] | IS | 4503-VZ-DM-T31502001 |  |  | 3150-FZ-210_G2 | 3150-FZT-210B/3900-SSB-001 | [28 empty] | 3900-SSB-001 |  |  |  |  | 2 | 1
| 3150-PZT-403B |  | 3150-PZ-403 | PRESSURE TRANSMITTER |  |  | AIRH | SIS | Field | [7 empty] | IS | 4503-VZ-DM-T31502002 | 31-V-5009 |  | 3150-PZ-403_G2 | 3150-PZT-403B/3900-SSB-001 | [28 empty] | 3900-SSB-001 |  |  |  |  | 2 | 2
| SPARE | [49 empty] | 3900-SSB-001 |  |  |  |  | 2 | 3
| SPARE | [49 empty] | 3900-SSB-001 |  |  |  |  | 2 | 4
| SPARE | [49 empty] | 3900-SSB-001 |  |  |  |  | 2 | 5
| SPARE | [49 empty] | 3900-SSB-001 |  |  |  |  | 2 | 6
| SPARE | [49 empty] | 3900-SSB-001 |  |  |  |  | 2 | 7
| SPARE | [49 empty] | 3900-SSB-001 |  |  |  |  | 2 | 8
| SPARE | [49 empty] | 3900-SSB-001 |  |  |  |  | 2 | 9
| SPARE | [49 empty] | 3900-SSB-001 |  |  |  |  | 2 | 10
| SPARE | [49 empty] | 3900-SSB-001 |  |  |  |  | 2 | 11
| SPARE | [49 empty] | 3900-SSB-001 |  |  |  |  | 2 | 12
| SPARE | [49 empty] | 3900-SSB-001 |  |  |  |  | 2 | 13
| SPARE | [49 empty] | 3900-SSB-001 |  |  |  |  | 2 | 14
| SPARE | [49 empty] | 3900-SSB-001 |  |  |  |  | 2 | 15
| SPARE | [49 empty] | 3900-SSB-001 |  |  |  |  | 2 | 16
| 3150-LZS-303A |  | 3150-LZ-303 | LEVEL SWITCH - GAMMA RAY |  |  | AIRH | SIS | Field |  |  |  |  | 230 VAC |  |  | NIS | 4503-VZ-DM-T31502002 | 31-V-5009 |  | 3150-LZ-303_G1 | 3150-LZS-303A/3900-SSB-001 | [28 empty] | 3900-SSB-001 |  |  |  |  | 3 | 1
| 3150-LZT-307A |  | 3150-LZ-307 | LEVEL TRANSM. - GAMMA RAY |  |  | AIRH | SIS | Field |  |  |  |  | 230 VAC |  |  | NIS | 4503-VZ-DM-T31502002 | 31-V-5009 |  | 3150-LZ-307_G1 | 3150-LZT-307A/3900-SSB-001 | [28 empty] | 3900-SSB-001 |  |  |  |  | 3 | 2
| 3150-XZY-803 |  | 3150-XZ-803 | SOLENOID VALVE |  |  | DOR | SIS | Field | [7 empty] | NIS | 4503-VZ-DM-T31502002 |  |  |  | 3150-XZY-803/3900-SSB-001 | [28 empty] | 3900-SSB-001 |  |  |  |  | 3 | 3
| 3150-XZY-830 |  | 3150-XZ-830 | SOLENOID VALVE |  |  | DOR | SIS | Field | [7 empty] | NIS | 4503-VZ-DM-T31502004 |  |  |  | 3150-XZY-830/3900-SSB-001 | [28 empty] | 3900-SSB-001 |  |  |  |  | 3 | 4
| 3150-XZY-831 |  | 3150-XZ-831 | SOLENOID VALVE |  |  | DOR | SIS | Field | [7 empty] | NIS | 4503-VZ-DM-T31502004 |  |  |  | 3150-XZY-831/3900-SSB-001 | [28 empty] | 3900-SSB-001 |  |  |  |  | 3 | 5
| 3150-XZY-832 |  | 3150-XZ-832 | SOLENOID VALVE |  |  | DOR | SIS | Field | [7 empty] | NIS | 4503-VZ-DM-T31502004 |  |  |  | 3150-XZY-832/3900-SSB-001 | [28 empty] | 3900-SSB-001 |  |  |  |  | 3 | 6
| SPARE | [49 empty] | 3900-SSB-001 |  |  |  |  | 3 | 7
| SPARE | [49 empty] | 3900-SSB-001 |  |  |  |  | 3 | 8
| SPARE | [49 empty] | 3900-SSB-001 |  |  |  |  | 3 | 9
| SPARE | [49 empty] | 3900-SSB-001 |  |  |  |  | 3 | 10
| SPARE | [49 empty] | 3900-SSB-001 |  |  |  |  | 3 | 11
| SPARE | [49 empty] | 3900-SSB-001 |  |  |  |  | 3 | 12
| SPARE | [49 empty] | 3900-SSB-001 |  |  |  |  | 3 | 13
| SPARE | [49 empty] | 3900-SSB-001 |  |  |  |  | 3 | 14
| SPARE | [49 empty] | 3900-SSB-001 |  |  |  |  | 3 | 15
| SPARE | [49 empty] | 3900-SSB-001 |  |  |  |  | 3 | 16
| 3150-LZS-303B |  | 3150-LZ-303 | LEVEL SWITCH - GAMMA RAY |  |  | AIRH | SIS | Field |  |  |  |  | 230 VAC |  |  | NIS | 4503-VZ-DM-T31502002 | 31-V-5009 |  | 3150-LZ-303_G2 | 3150-LZS-303B/3900-SSB-001 | [28 empty] | 3900-SSB-001 |  |  |  |  | 4 | 1
| 3150-LZT-307B |  | 3150-LZ-307 | LEVEL TRANSM. - GAMMA RAY |  |  | AIRH | SIS | Field |  |  |  |  | 230 VAC |  |  | NIS | 4503-VZ-DM-T31502002 | 31-V-5009 |  | 3150-LZ-307_G2 | 3150-LZT-307B/3900-SSB-001 | [28 empty] | 3900-SSB-001 |  |  |  |  | 4 | 2
| SPARE | [49 empty] | 3900-SSB-001 |  |  |  |  | 4 | 3
| SPARE | [49 empty] | 3900-SSB-001 |  |  |  |  | 4 | 4
| SPARE | [49 empty] | 3900-SSB-001 |  |  |  |  | 4 | 5
| SPARE | [49 empty] | 3900-SSB-001 |  |  |  |  | 4 | 6
| SPARE | [49 empty] | 3900-SSB-001 |  |  |  |  | 4 | 7
| SPARE | [49 empty] | 3900-SSB-001 |  |  |  |  | 4 | 8
| SPARE | [49 empty] | 3900-SSB-001 |  |  |  |  | 4 | 9
| SPARE | [49 empty] | 3900-SSB-001 |  |  |  |  | 4 | 10
| SPARE | [49 empty] | 3900-SSB-001 |  |  |  |  | 4 | 11
| SPARE | [49 empty] | 3900-SSB-001 |  |  |  |  | 4 | 12
| SPARE | [49 empty] | 3900-SSB-001 |  |  |  |  | 4 | 13
| SPARE | [49 empty] | 3900-SSB-001 |  |  |  |  | 4 | 14
| SPARE | [49 empty] | 3900-SSB-001 |  |  |  |  | 4 | 15
| SPARE | [49 empty] | 3900-SSB-001 |  |  |  |  | 4 | 16
| 3140-PDZT-461A |  | 3140-PZ-461 | PRESSURE TRANSM. - DIFFERENTIAL |  |  | AIRH | SIS | Field | [7 empty] | IS | 4503-VZ-DM-T31402001 |  |  | 3140-PZ-461_G1 | 3140-PDZT-461A/3900-SSB-002 | [28 empty] | 3900-SSB-002 |  |  |  |  | 1 | 1
| 3140-PDZT-461B |  | 3140-PZ-461 | PRESSURE TRANSM. - DIFFERENTIAL |  |  | AIRH | SIS | Field | [7 empty] | IS | 4503-VZ-DM-T31402001 |  |  | 3140-PZ-461_G1 | 3140-PDZT-461B/3900-SSB-002 | [28 empty] | 3900-SSB-002 |  |  |  |  | 1 | 2
| 3140-FZIT-294AP |  | #N/A | FLOW TRANSM. - DP INTEGRAL ORIFICE |  |  | AIRH | SIS | Field | [7 empty] | IS | 4503-GP-VD-BD002T3131PK4003034_SEAL GAS |  | 31-PK-4003 | 3140-FD-294_G1 | 3140-FZIT-294AP/3140-SJB-252 | [28 empty] | 3900-SSB-002 |  |  |  |  | 1 | 3
| 3141-PZT-404 |  | 3141-PZ-404 | PRESSURE TRANSM. - EXT. DIAP. WITH CAP. |  |  | AIRH | SIS | Field | [7 empty] | IS | 4503-VZ-DM-T31412002 | 31-V-4103A |  | PDS-G1 | 3141-PZT-404/3900-SSB-002 | [28 empty] | 3900-SSB-002 |  |  |  |  | 1 | 4
| 3140-PDZT-448 |  | 3140-PZ-448 | PRESSURE TRANSM. - DIFFERENTIAL |  |  | AIRH | SIS | Field | [7 empty] | IS | 4503-VZ-DM-T31402001 |  |  |  | 3140-PDZT-448/3900-SSB-002 | [28 empty] | 3900-SSB-002 |  |  |  |  | 1 | 5
| 3140-FZIT-293AP |  | #N/A | FLOW TRANSM. - DP INTEGRAL ORIFICE |  |  | AIRH | SIS | Field | [7 empty] | IS | 4503-GP-VD-BD002T3131PK4003034_SEAL GAS |  | 31-PK-4003 |  | 3140-FZIT-293AP/3140-SJB-252 | [28 empty] | 3900-SSB-002 |  |  |  |  | 1 | 6
| 3140-FZIT-293BP |  | #N/A | FLOW TRANSM. - DP INTEGRAL ORIFICE |  |  | AIRH | SIS | Field | [7 empty] | IS | 4503-GP-VD-BD002T3131PK4003034_SEAL GAS |  | 31-PK-4003 |  | 3140-FZIT-293BP/3140-SJB-252 | [28 empty] | 3900-SSB-002 |  |  |  |  | 1 | 7
| 3140-FZIT-293CP |  | #N/A | FLOW TRANSM. - DP INTEGRAL ORIFICE |  |  | AIRH | SIS | Field | [7 empty] | IS | 4503-GP-VD-BD002T3131PK4003034_SEAL GAS |  | 31-PK-4003 |  | 3140-FZIT-293CP/3140-SJB-252 | [28 empty] | 3900-SSB-002 |  |  |  |  | 1 | 8
| 3140-PZIT-492AP |  | #N/A | PRESSURE IND. TRANSMITTER |  |  | AIRH | SIS | Field | [7 empty] | IS | 4503-GP-VD-BD002T3131PK4003034_LO HEADER |  | 31-PK-4003 |  | 3140-PZIT-492AP/3140-SJB-251 | [28 empty] | 3900-SSB-002 |  |  |  |  | 1 | 9
| 3140-PZIT-492BP |  | #N/A | PRESSURE IND. TRANSMITTER |  |  | AIRH | SIS | Field | [7 empty] | IS | 4503-GP-VD-BD002T3131PK4003034_LO HEADER |  | 31-PK-4003 |  | 3140-PZIT-492BP/3140-SJB-251 | [28 empty] | 3900-SSB-002 |  |  |  |  | 1 | 10
| 3140-PZIT-492CP |  | #N/A | PRESSURE IND. TRANSMITTER |  |  | AIRH | SIS | Field | [7 empty] | IS | 4503-GP-VD-BD002T3131PK4003034_LO HEADER |  | 31-PK-4003 |  | 3140-PZIT-492CP/3140-SJB-251 | [28 empty] | 3900-SSB-002 |  |  |  |  | 1 | 11
| SPARE | [49 empty] | 3900-SSB-002 |  |  |  |  | 1 | 12
| SPARE | [49 empty] | 3900-SSB-002 |  |  |  |  | 1 | 13
| SPARE | [49 empty] | 3900-SSB-002 |  |  |  |  | 1 | 14
| SPARE | [49 empty] | 3900-SSB-002 |  |  |  |  | 1 | 15
| SPARE | [49 empty] | 3900-SSB-002 |  |  |  |  | 1 | 16
| 3140-XZY-813A |  | 3140-XZ-813A | SOLENOID VALVE |  |  | DOR | SIS | Field | [7 empty] | NIS | 4503-VZ-DM-T31402001 |  |  | 3140-XZ-813_G1 | 3140-XZY-813A/3900-SSB-002 | [28 empty] | 3900-SSB-002 |  |  |  |  | 2 | 1
| 3141-KZY-810E |  | 3141-KZ-810E | SOLENOID VALVE |  |  | DOR | SIS | Field | [7 empty] | NIS | 4503-VZ-DM-T31412002 |  |  | PDS-G1 | 3141-KZY-810E/3900-SSB-002 | [28 empty] | 3900-SSB-002 |  |  |  |  | 2 | 2
| 3140-XZY-805 |  | 3140-XZ-805 | SOLENOID VALVE |  |  | DOR | SIS | Field | [7 empty] | NIS | 4503-VZ-DM-T31402001 |  |  |  | 3140-XZY-805/3900-SSB-002 | [28 empty] | 3900-SSB-002 |  |  |  |  | 2 | 3
| 3140-HZS-130P |  | #N/A | HAND SWITCH |  |  | DO | SIS | LP | [7 empty] | NIS | 4503-GP-VD-BD002T3131PK4003034_CGT |  | 31-PK-4003 |  | 3140-HZS-130P/3140-XLP-151 | [28 empty] | 3900-SSB-002 |  |  |  |  | 2 | 4
| SPARE | [49 empty] | 3900-SSB-002 |  |  |  |  | 2 | 5
| SPARE | [49 empty] | 3900-SSB-002 |  |  |  |  | 2 | 6
| SPARE | [49 empty] | 3900-SSB-002 |  |  |  |  | 2 | 7
| SPARE | [49 empty] | 3900-SSB-002 |  |  |  |  | 2 | 8
| SPARE | [49 empty] | 3900-SSB-002 |  |  |  |  | 2 | 9
| SPARE | [49 empty] | 3900-SSB-002 |  |  |  |  | 2 | 10
| SPARE | [49 empty] | 3900-SSB-002 |  |  |  |  | 2 | 11
| SPARE | [49 empty] | 3900-SSB-002 |  |  |  |  | 2 | 12
| SPARE | [49 empty] | 3900-SSB-002 |  |  |  |  | 2 | 13
| SPARE | [49 empty] | 3900-SSB-002 |  |  |  |  | 2 | 14
| SPARE | [49 empty] | 3900-SSB-002 |  |  |  |  | 2 | 15
| SPARE | [49 empty] | 3900-SSB-002 |  |  |  |  | 2 | 16
| 3140-XZY-813B |  | 3140-XZ-813B | SOLENOID VALVE |  |  | DOR | SIS | Field | [7 empty] | NIS | 4503-VZ-DM-T31402001 |  |  | 3140-XZ-813_G2 | 3140-XZY-813B/3900-SSB-002 | [28 empty] | 3900-SSB-002 |  |  |  |  | 3 | 1
| 3141-KZY-860E |  | 3141-KZ-860E | SOLENOID VALVE |  |  | DOR | SIS | Field | [7 empty] | NIS | 4503-VZ-DM-T31412004 |  |  | PDS-G2 | 3141-KZY-860E/3900-SSB-002 | [28 empty] | 3900-SSB-002 |  |  |  |  | 3 | 2
| SPARE | [49 empty] | 3900-SSB-002 |  |  |  |  | 3 | 3
| SPARE | [49 empty] | 3900-SSB-002 |  |  |  |  | 3 | 4
| SPARE | [49 empty] | 3900-SSB-002 |  |  |  |  | 3 | 5
| SPARE | [49 empty] | 3900-SSB-002 |  |  |  |  | 3 | 6
| SPARE | [49 empty] | 3900-SSB-002 |  |  |  |  | 3 | 7
| SPARE | [49 empty] | 3900-SSB-002 |  |  |  |  | 3 | 8
| SPARE | [49 empty] | 3900-SSB-002 |  |  |  |  | 3 | 9
| SPARE | [49 empty] | 3900-SSB-002 |  |  |  |  | 3 | 10
| SPARE | [49 empty] | 3900-SSB-002 |  |  |  |  | 3 | 11
| SPARE | [49 empty] | 3900-SSB-002 |  |  |  |  | 3 | 12
| SPARE | [49 empty] | 3900-SSB-002 |  |  |  |  | 3 | 13
| SPARE | [49 empty] | 3900-SSB-002 |  |  |  |  | 3 | 14
| SPARE | [49 empty] | 3900-SSB-002 |  |  |  |  | 3 | 15
| SPARE | [49 empty] | 3900-SSB-002 |  |  |  |  | 3 | 16
| 3140-FZIT-294BP |  | #N/A | FLOW TRANSM. - DP INTEGRAL ORIFICE |  |  | AIRH | SIS | Field | [7 empty] | IS | 4503-GP-VD-BD002T3131PK4003034_SEAL GAS |  | 31-PK-4003 | 3140-FD-294_G2 | 3140-FZIT-294BP/3140-SJB-252 | [28 empty] | 3900-SSB-002 |  |  |  |  | 4 | 1
| 3141-PZT-454 |  | 3141-PZ-454 | PRESSURE TRANSM. - EXT. DIAP. WITH CAP. |  |  | AIRH | SIS | Field | [7 empty] | IS | 4503-VZ-DM-T31412004 | 31-V-4103B |  | PDS-G2 | 3141-PZT-454/3900-SSB-002 | [28 empty] | 3900-SSB-002 |  |  |  |  | 4 | 2
| SPARE | [49 empty] | 3900-SSB-002 |  |  |  |  | 4 | 3
| SPARE | [49 empty] | 3900-SSB-002 |  |  |  |  | 4 | 4
| SPARE | [49 empty] | 3900-SSB-002 |  |  |  |  | 4 | 5
| SPARE | [49 empty] | 3900-SSB-002 |  |  |  |  | 4 | 6
| SPARE | [49 empty] | 3900-SSB-002 |  |  |  |  | 4 | 7
| SPARE | [49 empty] | 3900-SSB-002 |  |  |  |  | 4 | 8
| SPARE | [49 empty] | 3900-SSB-002 |  |  |  |  | 4 | 9
| SPARE | [49 empty] | 3900-SSB-002 |  |  |  |  | 4 | 10
| SPARE | [49 empty] | 3900-SSB-002 |  |  |  |  | 4 | 11
| SPARE | [49 empty] | 3900-SSB-002 |  |  |  |  | 4 | 12
| SPARE | [49 empty] | 3900-SSB-002 |  |  |  |  | 4 | 13
| SPARE | [49 empty] | 3900-SSB-002 |  |  |  |  | 4 | 14
| SPARE | [49 empty] | 3900-SSB-002 |  |  |  |  | 4 | 15
| SPARE | [49 empty] | 3900-SSB-002 |  |  |  |  | 4 | 16
| 3153-HS-155P |  | 3153-HD-155 P | PUSH BUTTON |  |  | DIR | SIS | LP | [7 empty] | NIS | 4503-GP-VD-BD008T3131PK5206049 | 3153-XLP-172 | 31-PK-5206A | VRC_C1 | 3153-XLP-172/3900-SSB-003 | [28 empty] | 3900-SSB-003 |  |  |  |  | 1 | 1
| 3153-HS-163P |  | 3153-HD-163 P | PUSH BUTTON |  |  | DIR | SIS | LP | [7 empty] | NIS | 4503-GP-VD-BD008T3131PK5206049 | 3153-XLP-172 | 31-PK-5206A | VRC_C1 | 3153-XLP-172/3900-SSB-003 | [28 empty] | 3900-SSB-003 |  |  |  |  | 1 | 2
| 3153-HS-164P |  | 3153-HD-164 P | PUSH BUTTON |  |  | DIR | SIS | LP | [7 empty] | NIS | 4503-GP-VD-BD008T3131PK5206049 | 3153-XLP-172 | 31-PK-5206A | VRC_C1 | 3153-XLP-172/3900-SSB-003 | [28 empty] | 3900-SSB-003 |  |  |  |  | 1 | 3
| 3153-HS-165P |  | 3153-HD-165 P | PUSH BUTTON |  |  | DIR | SIS | LP | [7 empty] | NIS | 4503-GP-VD-BD008T3131PK5206049 | 3153-XLP-172 | 31-PK-5206A | VRC_C1 | 3153-XLP-172/3900-SSB-003 | [28 empty] | 3900-SSB-003 |  |  |  |  | 1 | 4
| 3153-HS-166P |  | 3153-HD-166 P | PUSH BUTTON |  |  | DIR | SIS | LP | [7 empty] | NIS | 4503-GP-VD-BD008T3131PK5206049 | 3153-XLP-172 | 31-PK-5206A | VRC_C1 | 3153-XLP-172/3900-SSB-003 | [28 empty] | 3900-SSB-003 |  |  |  |  | 1 | 5
| 3153-HS-167P |  | 3153-HD-167 P | PUSH BUTTON |  |  | DIR | SIS | LP | [7 empty] | NIS | 4503-GP-VD-BD008T3131PK5206049 | 3153-XLP-172 | 31-PK-5206A | VRC_C1 | 3153-XLP-172/3900-SSB-003 | [28 empty] | 3900-SSB-003 |  |  |  |  | 1 | 6
| 3153-HS-168P |  | 3153-HD-168 P | PUSH BUTTON |  |  | DIR | SIS | LP | [7 empty] | NIS | 4503-GP-VD-BD008T3131PK5206049 | 3153-XLP-172 | 31-PK-5206A | VRC_C1 | 3153-XLP-172/3900-SSB-003 | [28 empty] | 3900-SSB-003 |  |  |  |  | 1 | 7
| 3153-HS-156P |  | 3153-HD-156 P | PUSH BUTTON |  |  | DIR | SIS | LP | [7 empty] | NIS | 4503-GP-VD-BD008T3131PK5206049 | 3153-XLP-172 | 31-PK-5206A | VRC_C1 | 3153-XLP-172/3900-SSB-003 | [28 empty] | 3900-SSB-003 |  |  |  |  | 1 | 8
| 3153-HS-157P |  | 3153-HD-157 P | PUSH BUTTON |  |  | DIR | SIS | LP | [7 empty] | NIS | 4503-GP-VD-BD008T3131PK5206049 | 3153-XLP-172 | 31-PK-5206A | VRC_C1 | 3153-XLP-172/3900-SSB-003 | [28 empty] | 3900-SSB-003 |  |  |  |  | 1 | 9
| 3153-HS-158P |  | 3153-HD-158 P | PUSH BUTTON |  |  | DIR | SIS | LP | [7 empty] | NIS | 4503-GP-VD-BD008T3131PK5206049 | 3153-XLP-172 | 31-PK-5206A | VRC_C1 | 3153-XLP-172/3900-SSB-003 | [28 empty] | 3900-SSB-003 |  |  |  |  | 1 | 10
| 3153-HS-159P |  | 3153-HD-159 P | PUSH BUTTON |  |  | DIR | SIS | LP | [7 empty] | NIS | 4503-GP-VD-BD008T3131PK5206049 | 3153-XLP-172 | 31-PK-5206A | VRC_C1 | 3153-XLP-172/3900-SSB-003 | [28 empty] | 3900-SSB-003 |  |  |  |  | 1 | 11
| 3153-HS-160P |  | 3153-HD-160 P | PUSH BUTTON |  |  | DIR | SIS | LP | [7 empty] | NIS | 4503-GP-VD-BD008T3131PK5206049 | 3153-XLP-172 | 31-PK-5206A | VRC_C1 | 3153-XLP-172/3900-SSB-003 | [28 empty] | 3900-SSB-003 |  |  |  |  | 1 | 12
| 3153-HS-161P |  | 3153-HD-161 P | PUSH BUTTON |  |  | DIR | SIS | LP | [7 empty] | NIS | 4503-GP-VD-BD008T3131PK5206049 | 3153-XLP-172 | 31-PK-5206A | VRC_C1 | 3153-XLP-172/3900-SSB-003 | [28 empty] | 3900-SSB-003 |  |  |  |  | 1 | 13
| 3153-HS-162P |  | 3153-HD-162 P | PUSH BUTTON |  |  | DIR | SIS | LP | [7 empty] | NIS | 4503-GP-VD-BD008T3131PK5206049 | 3153-XLP-172 | 31-PK-5206A | VRC_C1 | 3153-XLP-172/3900-SSB-003 | [28 empty] | 3900-SSB-003 |  |  |  |  | 1 | 14
| 3153-HZS-169P |  | 3153-HZ-169 P | PUSH BUTTON |  |  | DIR | SIS | LP | [7 empty] | NIS | 4503-GP-VD-BD008T3131PK5206049 | 3153-XLP-172 | 31-PK-5206A | VRC_C1 | 3153-XLP-172/3900-SSB-003 | [28 empty] | 3900-SSB-003 |  |  |  |  | 1 | 15
| 3153-XL-940P |  | 3153-XD-940 P | LAMP |  |  | DOR | SIS | LP | [7 empty] | NIS | 4503-GP-VD-BD008T3131PK5206049 | 3153-XLP-172 | 31-PK-5206A | VRC_C1 | 3153-XLP-172/3900-SSB-003 | [28 empty] | 3900-SSB-003 |  |  |  |  | 1 | 16
| 3153-XL-941P |  | 3153-XD-941 P | LAMP |  |  | DOR | SIS | LP | [7 empty] | NIS | 4503-GP-VD-BD008T3131PK5206049 | 3153-XLP-172 | 31-PK-5206A | VRC_C1 | 3153-XLP-172/3900-SSB-003 | [28 empty] | 3900-SSB-003 |  |  |  |  | 2 | 1
| 3153-XL-942P |  | 3153-XD-942 P | LAMP |  |  | DOR | SIS | LP | [7 empty] | NIS | 4503-GP-VD-BD008T3131PK5206049 | 3153-XLP-172 | 31-PK-5206A | VRC_C1 | 3153-XLP-172/3900-SSB-003 | [28 empty] | 3900-SSB-003 |  |  |  |  | 2 | 2
| 3153-XL-943P |  | 3153-XD-943 P | LAMP |  |  | DOR | SIS | LP | [7 empty] | NIS | 4503-GP-VD-BD008T3131PK5206049 | 3153-XLP-172 | 31-PK-5206A | VRC_C1 | 3153-XLP-172/3900-SSB-003 | [28 empty] | 3900-SSB-003 |  |  |  |  | 2 | 3
| 3153-XL-944P |  | 3153-XD-944 P | LAMP |  |  | DOR | SIS | LP | [7 empty] | NIS | 4503-GP-VD-BD008T3131PK5206049 | 3153-XLP-172 | 31-PK-5206A | VRC_C1 | 3153-XLP-172/3900-SSB-003 | [28 empty] | 3900-SSB-003 |  |  |  |  | 2 | 4
| 3153-XL-945P |  | 3153-XD-945 P | LAMP |  |  | DOR | SIS | LP | [7 empty] | NIS | 4503-GP-VD-BD008T3131PK5206049 | 3153-XLP-172 | 31-PK-5206A | VRC_C1 | 3153-XLP-172/3900-SSB-003 | [28 empty] | 3900-SSB-003 |  |  |  |  | 2 | 5
| 3153-XL-946P |  | 3153-XD-946 P | LAMP |  |  | DOR | SIS | LP | [7 empty] | NIS | 4503-GP-VD-BD008T3131PK5206049 | 3153-XLP-172 | 31-PK-5206A | VRC_C1 | 3153-XLP-172/3900-SSB-003 | [28 empty] | 3900-SSB-003 |  |  |  |  | 2 | 6
| 3153-XL-947P |  | 3153-XD-947 P | LAMP |  |  | DOR | SIS | LP | [7 empty] | NIS | 4503-GP-VD-BD008T3131PK5206049 | 3153-XLP-172 | 31-PK-5206A | VRC_C1 | 3153-XLP-172/3900-SSB-003 | [28 empty] | 3900-SSB-003 |  |  |  |  | 2 | 7
| 3153-UZX-951P |  | 3153-UZ-951 P | ALARM |  |  | DIR | SIS | Field | [7 empty] | NIS | 4503-GP-VD-BD008T3131PK5206049 | 31-KM-5220 | 31-PK-5206A | VRC_C1 | 3153-SJB-170/3900-SSB-003 | [28 empty] | 3900-SSB-003 |  |  |  |  | 2 | 8
| 3153-XL-948P |  | 3153-XD-948 P | LAMP |  |  | DOR | SIS | LP | [7 empty] | NIS | 4503-GP-VD-BD008T3131PK5206049 | 3153-XLP-172 | 31-PK-5206A | VRC_C1 | 3153-XLP-172/3900-SSB-003 | [28 empty] | 3900-SSB-003 |  |  |  |  | 2 | 9
| 3153-XL-949P |  | 3153-XD-949 P | LAMP |  |  | DOR | SIS | LP | [7 empty] | NIS | 4503-GP-VD-BD008T3131PK5206049 | 3153-XLP-172 | 31-PK-5206A | VRC_C1 | 3153-XLP-172/3900-SSB-003 | [28 empty] | 3900-SSB-003 |  |  |  |  | 2 | 10
| 3153-XL-959P |  | 3153-XD-959 P | LAMP |  |  | DOR | SIS | LP | [7 empty] | NIS | 4503-GP-VD-BD008T3131PK5206049 | 3153-XLP-172 | 31-PK-5206A | VRC_C1 | 3153-XLP-172/3900-SSB-003 | [28 empty] | 3900-SSB-003 |  |  |  |  | 2 | 11
| 3153-XL-960P |  | 3153-XD-960 P | LAMP |  |  | DOR | SIS | LP | [7 empty] | NIS | 4503-GP-VD-BD008T3131PK5206049 | 3153-XLP-172 | 31-PK-5206A | VRC_C1 | 3153-XLP-172/3900-SSB-003 | [28 empty] | 3900-SSB-003 |  |  |  |  | 2 | 12
| 3153-XL-961P |  | 3153-XD-961 P | LAMP |  |  | DOR | SIS | LP | [7 empty] | NIS | 4503-GP-VD-BD008T3131PK5206049 | 3153-XLP-172 | 31-PK-5206A | VRC_C1 | 3153-XLP-172/3900-SSB-003 | [28 empty] | 3900-SSB-003 |  |  |  |  | 2 | 13
| 3153-XL-962P |  | 3153-XD-962 P | LAMP |  |  | DOR | SIS | LP | [7 empty] | NIS | 4503-GP-VD-BD008T3131PK5206049 | 3153-XLP-172 | 31-PK-5206A | VRC_C1 | 3153-XLP-172/3900-SSB-003 | [28 empty] | 3900-SSB-003 |  |  |  |  | 2 | 14
| 3153-XL-963P |  | 3153-XD-963 P | LAMP |  |  | DOR | SIS | LP | [7 empty] | NIS | 4503-GP-VD-BD008T3131PK5206049 | 3153-XLP-172 | 31-PK-5206A | VRC_C1 | 3153-XLP-172/3900-SSB-003 | [28 empty] | 3900-SSB-003 |  |  |  |  | 2 | 15
| 3153-XL-964P |  | 3153-XD-964 P | LAMP |  |  | DOR | SIS | LP | [7 empty] | NIS | 4503-GP-VD-BD008T3131PK5206049 | 3153-XLP-172 | 31-PK-5206A | VRC_C1 | 3153-XLP-172/3900-SSB-003 | [28 empty] | 3900-SSB-003 |  |  |  |  | 2 | 16
| 3153-HZS-199P |  | 3153-HZ-199 P | PUSH BUTTON |  |  | DIR | SIS | LP | [7 empty] | NIS |  | 3153-XLP-192 | 31-PK-5206B | VRC_C2 | 3153-XLP-192/3900-SSB-003 | [28 empty] | 3900-SSB-003 |  |  |  |  | 3 | 1
| 3153-XL-970P |  | 3153-XD-970 P | LAMP |  |  | DOR | SIS | LP | [7 empty] | NIS | 4503-GP-VD-BD008T3131PK5206049 | 3153-XLP-192 | 31-PK-5206B | VRC_C2 | 3153-XLP-192/3900-SSB-003 | [28 empty] | 3900-SSB-003 |  |  |  |  | 3 | 2
| 3153-XL-971P |  | 3153-XD-971 P | LAMP |  |  | DOR | SIS | LP | [7 empty] | NIS | 4503-GP-VD-BD008T3131PK5206049 | 3153-XLP-192 | 31-PK-5206B | VRC_C2 | 3153-XLP-192/3900-SSB-003 | [28 empty] | 3900-SSB-003 |  |  |  |  | 3 | 3
| 3153-XL-972P |  | 3153-XD-972 P | LAMP |  |  | DOR | SIS | LP | [7 empty] | NIS | 4503-GP-VD-BD008T3131PK5206049 | 3153-XLP-192 | 31-PK-5206B | VRC_C2 | 3153-XLP-192/3900-SSB-003 | [28 empty] | 3900-SSB-003 |  |  |  |  | 3 | 4
| 3153-XL-973P |  | 3153-XD-973 P | LAMP |  |  | DOR | SIS | LP | [7 empty] | NIS | 4503-GP-VD-BD008T3131PK5206049 | 3153-XLP-192 | 31-PK-5206B | VRC_C2 | 3153-XLP-192/3900-SSB-003 | [28 empty] | 3900-SSB-003 |  |  |  |  | 3 | 5
| 3153-XL-974P |  | 3153-XD-974 P | LAMP |  |  | DOR | SIS | LP | [7 empty] | NIS | 4503-GP-VD-BD008T3131PK5206049 | 3153-XLP-192 | 31-PK-5206B | VRC_C2 | 3153-XLP-192/3900-SSB-003 | [28 empty] | 3900-SSB-003 |  |  |  |  | 3 | 6
| 3153-XL-975P |  | 3153-XD-975 P | LAMP |  |  | DOR | SIS | LP | [7 empty] | NIS | 4503-GP-VD-BD008T3131PK5206049 | 3153-XLP-192 | 31-PK-5206B | VRC_C2 | 3153-XLP-192/3900-SSB-003 | [28 empty] | 3900-SSB-003 |  |  |  |  | 3 | 7
| 3153-XL-976P |  | 3153-XD-976 P | LAMP |  |  | DOR | SIS | LP | [7 empty] | NIS | 4503-GP-VD-BD008T3131PK5206049 | 3153-XLP-192 | 31-PK-5206B | VRC_C2 | 3153-XLP-192/3900-SSB-003 | [28 empty] | 3900-SSB-003 |  |  |  |  | 3 | 8
| 3153-XL-977P |  | 3153-XD-977 P | LAMP |  |  | DOR | SIS | LP | [7 empty] | NIS | 4503-GP-VD-BD008T3131PK5206049 | 3153-XLP-192 | 31-PK-5206B | VRC_C2 | 3153-XLP-192/3900-SSB-003 | [28 empty] | 3900-SSB-003 |  |  |  |  | 3 | 9
| 3153-XL-978P |  | 3153-XD-978 P | LAMP |  |  | DOR | SIS | LP | [7 empty] | NIS | 4503-GP-VD-BD008T3131PK5206049 | 3153-XLP-192 | 31-PK-5206B | VRC_C2 | 3153-XLP-192/3900-SSB-003 | [28 empty] | 3900-SSB-003 |  |  |  |  | 3 | 10
| 3153-XL-979P |  | 3153-XD-979 P | LAMP |  |  | DOR | SIS | LP | [7 empty] | NIS | 4503-GP-VD-BD008T3131PK5206049 | 3153-XLP-192 | 31-PK-5206B | VRC_C2 | 3153-XLP-192/3900-SSB-003 | [28 empty] | 3900-SSB-003 |  |  |  |  | 3 | 11
| 3153-XL-989P |  | 3153-XD-989 P | LAMP |  |  | DOR | SIS | LP | [7 empty] | NIS | 4503-GP-VD-BD008T3131PK5206049 | 3153-XLP-192 | 31-PK-5206B | VRC_C2 | 3153-XLP-192/3900-SSB-003 | [28 empty] | 3900-SSB-003 |  |  |  |  | 3 | 12
| 3153-XL-990P |  | 3153-XD-990 P | LAMP |  |  | DOR | SIS | LP | [7 empty] | NIS | 4503-GP-VD-BD008T3131PK5206049 | 3153-XLP-192 | 31-PK-5206B | VRC_C2 | 3153-XLP-192/3900-SSB-003 | [28 empty] | 3900-SSB-003 |  |  |  |  | 3 | 13
| 3153-XL-991P |  | 3153-XD-991 P | LAMP |  |  | DOR | SIS | LP | [7 empty] | NIS | 4503-GP-VD-BD008T3131PK5206049 | 3153-XLP-192 | 31-PK-5206B | VRC_C2 | 3153-XLP-192/3900-SSB-003 | [28 empty] | 3900-SSB-003 |  |  |  |  | 3 | 14
| 3153-XL-992P |  | 3153-XD-992 P | LAMP |  |  | DOR | SIS | LP | [7 empty] | NIS | 4503-GP-VD-BD008T3131PK5206049 | 3153-XLP-192 | 31-PK-5206B | VRC_C2 | 3153-XLP-192/3900-SSB-003 | [28 empty] | 3900-SSB-003 |  |  |  |  | 3 | 15
| 3153-XL-993P |  | 3153-XD-993 P | LAMP |  |  | DOR | SIS | LP | [7 empty] | NIS | 4503-GP-VD-BD008T3131PK5206049 | 3153-XLP-192 | 31-PK-5206B | VRC_C2 | 3153-XLP-192/3900-SSB-003 | [28 empty] | 3900-SSB-003 |  |  |  |  | 3 | 16
| 3153-XL-965P |  | 3153-XD-965 P | LAMP |  |  | DOR | SIS | LP | [7 empty] | NIS | 4503-GP-VD-BD008T3131PK5206049 | 3153-XLP-172 | 31-PK-5206A | VRC_C1 | 3153-XLP-172/3900-SSB-003 | [28 empty] | 3900-SSB-003 |  |  |  |  | 4 | 1
| 3153-XL-966P |  | 3153-XD-966 P | LAMP |  |  | DOR | SIS | LP | [7 empty] | NIS | 4503-GP-VD-BD008T3131PK5206049 | 3153-XLP-172 | 31-PK-5206A | VRC_C1 | 3153-XLP-172/3900-SSB-003 | [28 empty] | 3900-SSB-003 |  |  |  |  | 4 | 2
| 3153-XL-967P |  | 3153-XD-967 P | LAMP |  |  | DOR | SIS | LP | [7 empty] | NIS | 4503-GP-VD-BD008T3131PK5206049 | 3153-XLP-172 | 31-PK-5206A | VRC_C1 | 3153-XLP-172/3900-SSB-003 | [28 empty] | 3900-SSB-003 |  |  |  |  | 4 | 3
| 3153-XL-968P |  | 3153-XD-968 P | LAMP |  |  | DOR | SIS | LP | [7 empty] | NIS | 4503-GP-VD-BD008T3131PK5206049 | 3153-XLP-172 | 31-PK-5206A | VRC_C1 | 3153-XLP-172/3900-SSB-003 | [28 empty] | 3900-SSB-003 |  |  |  |  | 4 | 4
| 3153-XL-969P |  | 3153-XD-969 P | LAMP |  |  | DOR | SIS | LP | [7 empty] | NIS | 4503-GP-VD-BD008T3131PK5206049 | 3153-XLP-172 | 31-PK-5206A | VRC_C1 | 3153-XLP-172/3900-SSB-003 | [28 empty] | 3900-SSB-003 |  |  |  |  | 4 | 5
| SPARE | [49 empty] | 3900-SSB-003 |  |  |  |  | 4 | 6
| SPARE | [49 empty] | 3900-SSB-003 |  |  |  |  | 4 | 7
| SPARE | [49 empty] | 3900-SSB-003 |  |  |  |  | 4 | 8
| SPARE | [49 empty] | 3900-SSB-003 |  |  |  |  | 4 | 9
| SPARE | [49 empty] | 3900-SSB-003 |  |  |  |  | 4 | 10
| SPARE | [49 empty] | 3900-SSB-003 |  |  |  |  | 4 | 11
| SPARE | [49 empty] | 3900-SSB-003 |  |  |  |  | 4 | 12
| SPARE | [49 empty] | 3900-SSB-003 |  |  |  |  | 4 | 13
| SPARE | [49 empty] | 3900-SSB-003 |  |  |  |  | 4 | 14
| SPARE | [49 empty] | 3900-SSB-003 |  |  |  |  | 4 | 15
| SPARE | [49 empty] | 3900-SSB-003 |  |  |  |  | 4 | 16
| 3153-XL-994P |  | 3153-XD-994 P | LAMP |  |  | DOR | SIS | LP | [7 empty] | NIS | 4503-GP-VD-BD008T3131PK5206049 | 3153-XLP-192 | 31-PK-5206B | VRC_C2 | 3153-XLP-192/3900-SSB-003 | [28 empty] | 3900-SSB-003 |  |  |  |  | 5 | 1
| 3153-XL-995P |  | 3153-XD-995 P | LAMP |  |  | DOR | SIS | LP | [7 empty] | NIS | 4503-GP-VD-BD008T3131PK5206049 | 3153-XLP-192 | 31-PK-5206B | VRC_C2 | 3153-XLP-192/3900-SSB-003 | [28 empty] | 3900-SSB-003 |  |  |  |  | 5 | 2
| 3153-XL-996P |  | 3153-XD-996 P | LAMP |  |  | DOR | SIS | LP | [7 empty] | NIS | 4503-GP-VD-BD008T3131PK5206049 | 3153-XLP-192 | 31-PK-5206B | VRC_C2 | 3153-XLP-192/3900-SSB-003 | [28 empty] | 3900-SSB-003 |  |  |  |  | 5 | 3
| 3153-XL-997P |  | 3153-XD-997 P | LAMP |  |  | DOR | SIS | LP | [7 empty] | NIS | 4503-GP-VD-BD008T3131PK5206049 | 3153-XLP-192 | 31-PK-5206B | VRC_C2 | 3153-XLP-192/3900-SSB-003 | [28 empty] | 3900-SSB-003 |  |  |  |  | 5 | 4
| 3153-XL-998P |  | 3153-XD-998 P | LAMP |  |  | DOR | SIS | LP | [7 empty] | NIS | 4503-GP-VD-BD008T3131PK5206049 | 3153-XLP-192 | 31-PK-5206B | VRC_C2 | 3153-XLP-192/3900-SSB-003 | [28 empty] | 3900-SSB-003 |  |  |  |  | 5 | 5
| 3153-XL-999P |  | 3153-XD-999 P | LAMP |  |  | DOR | SIS | LP | [7 empty] | NIS | 4503-GP-VD-BD008T3131PK5206049 | 3153-XLP-192 | 31-PK-5206B | VRC_C2 | 3153-XLP-192/3900-SSB-003 | [28 empty] | 3900-SSB-003 |  |  |  |  | 5 | 6
| SPARE | [49 empty] | 3900-SSB-003 |  |  |  |  | 5 | 7
| SPARE | [49 empty] | 3900-SSB-003 |  |  |  |  | 5 | 8
| SPARE | [49 empty] | 3900-SSB-003 |  |  |  |  | 5 | 9
| SPARE | [49 empty] | 3900-SSB-003 |  |  |  |  | 5 | 10
| SPARE | [49 empty] | 3900-SSB-003 |  |  |  |  | 5 | 11
| SPARE | [49 empty] | 3900-SSB-003 |  |  |  |  | 5 | 12
| SPARE | [49 empty] | 3900-SSB-003 |  |  |  |  | 5 | 13
| SPARE | [49 empty] | 3900-SSB-003 |  |  |  |  | 5 | 14
| SPARE | [49 empty] | 3900-SSB-003 |  |  |  |  | 5 | 15
| SPARE | [49 empty] | 3900-SSB-003 |  |  |  |  | 5 | 16
| SPARE | [49 empty] | 3900-SSB-003 |  |  |  |  | 6 | 1
| SPARE | [49 empty] | 3900-SSB-003 |  |  |  |  | 6 | 2
| SPARE | [49 empty] | 3900-SSB-003 |  |  |  |  | 6 | 3
| SPARE | [49 empty] | 3900-SSB-003 |  |  |  |  | 6 | 4
| SPARE | [49 empty] | 3900-SSB-003 |  |  |  |  | 6 | 5
| SPARE | [49 empty] | 3900-SSB-003 |  |  |  |  | 6 | 6
| SPARE | [49 empty] | 3900-SSB-003 |  |  |  |  | 6 | 7
| SPARE | [49 empty] | 3900-SSB-003 |  |  |  |  | 6 | 8
| SPARE | [49 empty] | 3900-SSB-003 |  |  |  |  | 6 | 9
| SPARE | [49 empty] | 3900-SSB-003 |  |  |  |  | 6 | 10
| SPARE | [49 empty] | 3900-SSB-003 |  |  |  |  | 6 | 11
| SPARE | [49 empty] | 3900-SSB-003 |  |  |  |  | 6 | 12
| SPARE | [49 empty] | 3900-SSB-003 |  |  |  |  | 6 | 13
| SPARE | [49 empty] | 3900-SSB-003 |  |  |  |  | 6 | 14
| SPARE | [49 empty] | 3900-SSB-003 |  |  |  |  | 6 | 15
| SPARE | [49 empty] | 3900-SSB-003 |  |  |  |  | 6 | 16
| 3153-PZT-463AP |  | 3153-PZ-463 P | PRESSURE TRANSMITTER |  |  | AIRH | SIS | LGB | [7 empty] | IS | 4503-GP-VD-BD008T3131PK5206049 |  | 31-PK-5206A | VRC_C1/3153-PZ-463_G1 | 3153-SJB-270/3900-SSB-004 | [28 empty] | 3900-SSB-004 |  |  |  |  | 1 | 1
| 3153-PZT-467AP |  | 3153-PZ-467 P | PRESSURE TRANSMITTER |  |  | AIRH | SIS | LGB | [7 empty] | IS | 4503-GP-VD-BD008T3131PK5206049 |  | 31-PK-5206A | VRC_C1/3153-PZ-467_G1 | 3153-SJB-270/3900-SSB-004 | [28 empty] | 3900-SSB-004 |  |  |  |  | 1 | 2
| 3153-PZT-457AP |  | 3153-PZ-457 P | PRESSURE TRANSMITTER |  |  | AIRH | SIS | LGB | [7 empty] | IS | 4503-GP-VD-BD008T3131PK5206049 |  | 31-PK-5206A | VRC_C1/3153-PZ-457_G1 | 3153-SJB-270/3900-SSB-004 | [28 empty] | 3900-SSB-004 |  |  |  |  | 1 | 3
| 3153-TZT-653AP |  | 3153-TZ-653 P | TEMPERATURE TRANSM. -HEAD MOUNT |  |  | AIRH | SIS | Field | [7 empty] | IS | 4503-GP-VD-BD008T3131PK5206049 |  | 31-PK-5206A | VRC_C1/3153-TD-653_G1 | 3153-SJB-270/3900-SSB-004 | [28 empty] | 3900-SSB-004 |  |  |  |  | 1 | 4
| 3153-TZT-656AP |  | 3153-TZ-656 P | TEMPERATURE TRANSM. -HEAD MOUNT |  |  | AIRH | SIS | Field | [7 empty] | IS | 4503-GP-VD-BD008T3131PK5206049 |  | 31-PK-5206A | VRC_C1/3153-TD-656_G1 | 3153-SJB-270/3900-SSB-004 | [28 empty] | 3900-SSB-004 |  |  |  |  | 1 | 5
| 3153-FZIT-264P |  | 3153-FZ-264 P | FLOW IND. TRANSM. -MAGNETIC REMOTE MOUNT |  |  | AIRH | SIS | Field | [7 empty] | IS |  |  | 31-PK-5206A | VRC_C1 | 3153-SJB-270/3900-SSB-004 | [28 empty] | 3900-SSB-004 |  |  |  |  | 1 | 6
| 3153-PDT-472P |  | 3153-PD-472 P | PRESSURE TRANSMITTER |  |  | AIRH | SIS | LGB | [7 empty] | IS | 4503-GP-VD-BD008T3131PK5206049 |  | 31-PK-5206A | VRC_C1 | 3153-DJB-270/3900-SSB-004 | [28 empty] | 3900-SSB-004 |  |  |  |  | 1 | 7
| 3153-LZT-351P |  | 3153-LZ-351 P | LEVEL TRANSM. - GWR EXT. CHAMBER |  |  | AIRH | SIS | Field | [7 empty] | IS | 4503-GP-VD-BD008T3131PK5206049 | 31-V-5301 | 31-PK-5206A | VRC_C1 | 3153-SJB-270/3900-SSB-004 | [28 empty] | 3900-SSB-004 |  |  |  |  | 1 | 8
| 3153-LZT-353P |  | 3153-LZ-353 P | LEVEL TRANSM. - GWR EXT. CHAMBER |  |  | AIRH | SIS | Field | [7 empty] | IS | 4503-GP-VD-BD008T3131PK5206049 | 31-V-5303 | 31-PK-5206A | VRC_C1 | 3153-SJB-270/3900-SSB-004 | [28 empty] | 3900-SSB-004 |  |  |  |  | 1 | 9
| 3153-PDZT-475P |  | 3153-PZ-475 P | PRESSURE DIFFERENTIAL TRANSMITTER |  |  | AIRH | SIS | Field | [7 empty] | IS | 4503-GP-VD-BD008T3131PK5206049 |  | 31-PK-5206A | VRC_C1 | 3153-SJB-270/3900-SSB-004 | [28 empty] | 3900-SSB-004 |  |  |  |  | 1 | 10
| SPARE | [49 empty] | 3900-SSB-004 |  |  |  |  | 1 | 11
| SPARE | [49 empty] | 3900-SSB-004 |  |  |  |  | 1 | 12
| SPARE | [49 empty] | 3900-SSB-004 |  |  |  |  | 1 | 13
| SPARE | [49 empty] | 3900-SSB-004 |  |  |  |  | 1 | 14
| SPARE | [49 empty] | 3900-SSB-004 |  |  |  |  | 1 | 15
| SPARE | [49 empty] | 3900-SSB-004 |  |  |  |  | 1 | 16
| 3153-PZT-463BP |  | 3153-PZ-463 P | PRESSURE TRANSMITTER |  |  | AIRH | SIS | LGB | [7 empty] | IS | 4503-GP-VD-BD008T3131PK5206049 |  | 31-PK-5206A | VRC_C1/3153-PZ-463_G2 | 3153-SJB-271/3900-SSB-004 | [28 empty] | 3900-SSB-004 |  |  |  |  | 2 | 1
| 3153-PZT-467BP |  | 3153-PZ-467 P | PRESSURE TRANSMITTER |  |  | AIRH | SIS | LGB | [7 empty] | IS | 4503-GP-VD-BD008T3131PK5206049 |  | 31-PK-5206A | VRC_C1/3153-PZ-467_G2 | 3153-SJB-271/3900-SSB-004 | [28 empty] | 3900-SSB-004 |  |  |  |  | 2 | 2
| 3153-PZT-453BP |  | 3153-PZ-453 P | PRESSURE TRANSMITTER |  |  | AIRH | SIS | LGB | [7 empty] | IS | 4503-GP-VD-BD008T3131PK5206049 |  | 31-PK-5206A | VRC_C1/3153-PZ-453_G2 | 3153-SJB-271/3900-SSB-004 | [28 empty] | 3900-SSB-004 |  |  |  |  | 2 | 3
| 3153-PZT-457BP |  | 3153-PZ-457 P | PRESSURE TRANSMITTER |  |  | AIRH | SIS | LGB | [7 empty] | IS | 4503-GP-VD-BD008T3131PK5206049 |  | 31-PK-5206A | VRC_C1/3153-PZ-457_G2 | 3153-SJB-271/3900-SSB-004 | [28 empty] | 3900-SSB-004 |  |  |  |  | 2 | 4
| 3153-TZT-653BP |  | 3153-TZ-653 P | TEMPERATURE TRANSM. -HEAD MOUNT |  |  | AIRH | SIS | Field | [7 empty] | IS | 4503-GP-VD-BD008T3131PK5206049 |  | 31-PK-5206A | VRC_C1/3153-TD-653_G2 | 3153-SJB-271/3900-SSB-004 | [28 empty] | 3900-SSB-004 |  |  |  |  | 2 | 5
| 3153-TZT-656BP |  | 3153-TZ-656 P | TEMPERATURE TRANSM. -HEAD MOUNT |  |  | AIRH | SIS | Field | [7 empty] | IS | 4503-GP-VD-BD008T3131PK5206049 |  | 31-PK-5206A | VRC_C1/3153-TD-656_G2 | 3153-SJB-271/3900-SSB-004 | [28 empty] | 3900-SSB-004 |  |  |  |  | 2 | 6
| SPARE | [49 empty] | 3900-SSB-004 |  |  |  |  | 2 | 7
| SPARE | [49 empty] | 3900-SSB-004 |  |  |  |  | 2 | 8
| SPARE | [49 empty] | 3900-SSB-004 |  |  |  |  | 2 | 9
| SPARE | [49 empty] | 3900-SSB-004 |  |  |  |  | 2 | 10
| SPARE | [49 empty] | 3900-SSB-004 |  |  |  |  | 2 | 11
| SPARE | [49 empty] | 3900-SSB-004 |  |  |  |  | 2 | 12
| SPARE | [49 empty] | 3900-SSB-004 |  |  |  |  | 2 | 13
| SPARE | [49 empty] | 3900-SSB-004 |  |  |  |  | 2 | 14
| SPARE | [49 empty] | 3900-SSB-004 |  |  |  |  | 2 | 15
| SPARE | [49 empty] | 3900-SSB-004 |  |  |  |  | 2 | 16
| 3153-PZT-463CP |  | 3153-PZ-463 P | PRESSURE TRANSMITTER |  |  | AIRH | SIS | LGB | [7 empty] | IS | 4503-GP-VD-BD008T3131PK5206049 |  | 31-PK-5206A | VRC_C1/3153-PZ-463_G3 | 3153-SJB-272/3900-SSB-004 | [28 empty] | 3900-SSB-004 |  |  |  |  | 3 | 1
| 3153-PZT-467CP |  | 3153-PZ-467 P | PRESSURE TRANSMITTER |  |  | AIRH | SIS | LGB | [7 empty] | IS | 4503-GP-VD-BD008T3131PK5206049 |  | 31-PK-5206A | VRC_C1/3153-PZ-467_G3 | 3153-SJB-272/3900-SSB-004 | [28 empty] | 3900-SSB-004 |  |  |  |  | 3 | 2
| 3153-PZT-453CP |  | 3153-PZ-453 P | PRESSURE TRANSMITTER |  |  | AIRH | SIS | LGB | [7 empty] | IS | 4503-GP-VD-BD008T3131PK5206049 |  | 31-PK-5206A | VRC_C1/3153-PZ-453_G3 | 3153-SJB-272/3900-SSB-004 | [28 empty] | 3900-SSB-004 |  |  |  |  | 3 | 3
| 3153-PZT-457CP |  | 3153-PZ-457 P | PRESSURE TRANSMITTER |  |  | AIRH | SIS | LGB | [7 empty] | IS | 4503-GP-VD-BD008T3131PK5206049 |  | 31-PK-5206A | VRC_C1/3153-PZ-457_G3 | 3153-SJB-272/3900-SSB-004 | [28 empty] | 3900-SSB-004 |  |  |  |  | 3 | 4
| 3153-TZT-653CP |  | 3153-TZ-653 P | TEMPERATURE TRANSM. -HEAD MOUNT |  |  | AIRH | SIS | Field | [7 empty] | IS | 4503-GP-VD-BD008T3131PK5206049 |  | 31-PK-5206A | VRC_C1/3153-TD-653_G3 | 3153-SJB-272/3900-SSB-004 | [28 empty] | 3900-SSB-004 |  |  |  |  | 3 | 5
| 3153-TZT-656CP |  | 3153-TZ-656 P | TEMPERATURE TRANSM. -HEAD MOUNT |  |  | AIRH | SIS | Field | [7 empty] | IS | 4503-GP-VD-BD008T3131PK5206049 |  | 31-PK-5206A | VRC_C1/3153-TD-656_G3 | 3153-SJB-272/3900-SSB-004 | [28 empty] | 3900-SSB-004 |  |  |  |  | 3 | 6
| SPARE | [49 empty] | 3900-SSB-004 |  |  |  |  | 3 | 7
| SPARE | [49 empty] | 3900-SSB-004 |  |  |  |  | 3 | 8
| SPARE | [49 empty] | 3900-SSB-004 |  |  |  |  | 3 | 9
| SPARE | [49 empty] | 3900-SSB-004 |  |  |  |  | 3 | 10
| SPARE | [49 empty] | 3900-SSB-004 |  |  |  |  | 3 | 11
| SPARE | [49 empty] | 3900-SSB-004 |  |  |  |  | 3 | 12
| SPARE | [49 empty] | 3900-SSB-004 |  |  |  |  | 3 | 13
| SPARE | [49 empty] | 3900-SSB-004 |  |  |  |  | 3 | 14
| SPARE | [49 empty] | 3900-SSB-004 |  |  |  |  | 3 | 15
| SPARE | [49 empty] | 3900-SSB-004 |  |  |  |  | 3 | 16
| 3153-PZT-543AP |  | 3153-PZ-543 P | PRESSURE TRANSMITTER |  |  | AIRH | SIS | LGB | [7 empty] | IS | 4503-GP-VD-BD008T3131PK5206049 |  | 31-PK-5206B | VRC_C2/3153-PZ-543_G1 | 3153-SJB-290/3900-SSB-004 | [28 empty] | 3900-SSB-004 |  |  |  |  | 4 | 1
| 3153-PZT-537AP |  | 3153-PZ-537 P | PRESSURE TRANSMITTER |  |  | AIRH | SIS | LGB | [7 empty] | IS | 4503-GP-VD-BD008T3131PK5206049 |  | 31-PK-5206B | VRC_C2/3153-PZ-537_G1 | 3153-SJB-290/3900-SSB-004 | [28 empty] | 3900-SSB-004 |  |  |  |  | 4 | 2
| 3153-TZT-733AP |  | 3153-TZ-733 P | TEMPERATURE TRANSM. -HEAD MOUNT |  |  | AIRH | SIS | Field | [7 empty] | IS | 4503-GP-VD-BD008T3131PK5206049 |  | 31-PK-5206B | VRC_C2/3153-TD-733_G1 | 3153-SJB-290/3900-SSB-004 | [28 empty] | 3900-SSB-004 |  |  |  |  | 4 | 3
| 3153-PZT-533AP |  | 3153-PZ-533 P | PRESSURE TRANSMITTER |  |  | AIRH | SIS | LGB | [7 empty] | IS | 4503-GP-VD-BD008T3131PK5206049 |  | 31-PK-5206B | VRC_C2/3153-PZ-533_G1 | 3153-DJB-290/3900-SSB-004 | [28 empty] | 3900-SSB-004 |  |  |  |  | 4 | 4
| 3153-TZT-736AP |  | 3153-TZ-736 P | TEMPERATURE TRANSM. -HEAD MOUNT |  |  | AIRH | SIS | Field | [7 empty] | IS | 4503-GP-VD-BD008T3131PK5206049 |  | 31-PK-5206B | VRC_C2/3153-TD-736_G1 | 3153-SJB-290/3900-SSB-004 | [28 empty] | 3900-SSB-004 |  |  |  |  | 4 | 5
| 3153-PZT-547AP |  |  | PRESSURE TRANSMITTER |  |  | AIRH | SIS | LGB | [7 empty] | IS | 4503-GP-VD-BD008T3131PK5206049 |  | 31-PK-5206B | VRC_C2/3153-PZ-547_G1 | 3153-SJB-290/3900-SSB-004 | [28 empty] | 3900-SSB-004 |  |  |  |  | 4 | 6
| 3153-LZT-381P |  | 3153-LZ-381 P | LEVEL TRANSM. - GWR EXT. CHAMBER |  |  | AIRH | SIS | Field | [7 empty] | IS |  | 31-V-5321 | 31-PK-5206B | VRC_C2 | 3153-SJB-290/3900-SSB-004 | [28 empty] | 3900-SSB-004 |  |  |  |  | 4 | 7
| 3153-LZT-383P |  | 3153-LZ-383 P | LEVEL TRANSM. - GWR EXT. CHAMBER |  |  | AIRH | SIS | Field | [7 empty] | IS |  | 31-V-5323 | 31-PK-5206B | VRC_C2 | 3153-SJB-290/3900-SSB-004 | [28 empty] | 3900-SSB-004 |  |  |  |  | 4 | 8
| 3153-PDZT-555P |  | 3153-PZ-555 P | PRESSURE DIFFERENTIAL TRANSMITTER |  |  | AIRH | SIS | Field | [7 empty] | IS |  |  | 31-PK-5206B | VRC_C2 | 3153-DJB-290/3900-SSB-004 | [28 empty] | 3900-SSB-004 |  |  |  |  | 4 | 9
| 3153-FZIT-294P |  | 3153-FZ-294 P | FLOW IND. TRANSM. -MAGNETIC REMOTE MOUNT |  |  | AIRH | SIS | Field | [7 empty] | IS |  |  | 31-PK-5206B | VRC_C2 | 3153-SJB-290/3900-SSB-004 | [28 empty] | 3900-SSB-004 |  |  |  |  | 4 | 10
| 3153-UZX-982P |  | 3153-UZ-982 P | ALARM |  |  | DIR | SIS | Field | [7 empty] | IS | 4503-GP-VD-BD008T3131PK5206049 | 31-KM-5240 | 31-PK-5206B | VRC_C2 | 3153-DJB-190/3900-DSB-017 | [28 empty] | 3900-SSB-004 |  |  |  |  | 4 | 11
| SPARE | [49 empty] | 3900-SSB-004 |  |  |  |  | 4 | 12
| SPARE | [49 empty] | 3900-SSB-004 |  |  |  |  | 4 | 13
| SPARE | [49 empty] | 3900-SSB-004 |  |  |  |  | 4 | 14
| SPARE | [49 empty] | 3900-SSB-004 |  |  |  |  | 4 | 15
| SPARE | [49 empty] | 3900-SSB-004 |  |  |  |  | 4 | 16
| 5110-FZT-207A |  | 5110-FZ-207A | FLOW TRANSMITTER - VORTEX |  |  | AIRH | SIS | Field | [7 empty] | IS | 4503-VZ-DM-T51102005 |  |  | 5110-FZ-207_G1 | 5110-FZT-207A/5110-SSB-001 | [28 empty] | 5110-SSB-001 |  |  |  |  | 1 | 1
| 5110-FZT-208A |  | 5110-FZ-208A | FLOW TRANSMITTER - VORTEX |  |  | AIRH | SIS | Field | [7 empty] | IS | 4503-VZ-DM-T51102005 |  |  | 5110-FZ-208_G1 | 5110-FZT-208A/5110-SSB-001 | [28 empty] | 5110-SSB-001 |  |  |  |  | 1 | 2
| 5110-FZT-205 |  | 5110-FD-205 | FLOW TRANSMITTER - CORIOLIS |  |  | AIRH | SIS | Field |  |  |  |  | 230 VAC |  |  | IS | 4503-VZ-DM-T51102004 |  |  |  | 5110-FZT-205/5110-SSB-001 | [28 empty] | 5110-SSB-001 |  |  |  |  | 1 | 3
| 5110-FZT-255 |  | 5110-FZ-255 | FLOW TRANSMITTER - VORTEX |  |  | AIRH | SIS | Field | [7 empty] | IS | 4503-VZ-DM-T51102023 |  |  |  | 5110-FZT-255/5110-SSB-001 | [28 empty] | 5110-SSB-001 |  |  |  |  | 1 | 4
| 5110-TZT-617 |  | 5110-TZ-617 | TEMPERATURE TRANSM. - HEAD MOUNT |  |  | AIRH | SIS | Field | [7 empty] | IS | 4503-VZ-DM-T51102010 |  |  |  | 5110-TZT-617/5110-SSB-001 | [28 empty] | 5110-SSB-001 |  |  |  |  | 1 | 5
| 5110-TZT-642 |  | 5110-TZ-642 | TEMPERATURE TRANSM. - HEAD MOUNT |  |  | AIRH | SIS | Field | [7 empty] | IS | 4503-VZ-DM-T51102012 |  |  |  | 5110-TZT-642/5110-SSB-001 | [28 empty] | 5110-SSB-001 |  |  |  |  | 1 | 6
| 5110-TZT-647 |  | 5110-TZ-647 | TEMPERATURE TRANSM. - HEAD MOUNT |  |  | AIRH | SIS | Field | [7 empty] | IS | 4503-VZ-DM-T51102013 |  |  |  | 5110-TZT-647/5110-SSB-001 | [28 empty] | 5110-SSB-001 |  |  |  |  | 1 | 7
| 5110-TZT-654 |  | 5110-TZ-654 | TEMPERATURE TRANSM. - HEAD MOUNT |  |  | AIRH | SIS | Field | [7 empty] | IS | 4503-VZ-DM-T51102012 |  |  |  | 5110-TZT-654/5110-SSB-001 | [28 empty] | 5110-SSB-001 |  |  |  |  | 1 | 8
| 5110-TZT-655 |  | 5110-TZ-655 | TEMPERATURE TRANSM. - HEAD MOUNT |  |  | AIRH | SIS | Field | [7 empty] | IS | 4503-VZ-DM-T51102013 |  |  |  | 5110-TZT-655/5110-SSB-001 | [28 empty] | 5110-SSB-001 |  |  |  |  | 1 | 9
| 5110-TZT-671 |  | 5110-TZ-671 | TEMPERATURE TRANSM. - HEAD MOUNT |  |  | AIRH | SIS | Field | [7 empty] | IS | 4503-VZ-DM-T51102011 |  |  |  | 5110-TZT-671/5110-SSB-001 | [28 empty] | 5110-SSB-001 |  |  |  |  | 1 | 10
| 5110-TZT-674 |  | 5110-TZ-674 | TEMPERATURE TRANSM. - HEAD MOUNT |  |  | AIRH | SIS | Field | [7 empty] | IS | 4503-VZ-DM-T51102023 |  |  |  | 5110-TZT-674/5110-SSB-001 | [28 empty] | 5110-SSB-001 |  |  |  |  | 1 | 11
| 5110-TZT-675 |  | 5110-TZ-675 | TEMPERATURE TRANSM. - HEAD MOUNT |  |  | AIRH | SIS | Field | [7 empty] | IS | 4503-VZ-DM-T51102023 |  |  |  | 5110-TZT-675/5110-SSB-001 | [28 empty] | 5110-SSB-001 |  |  |  |  | 1 | 12
| 5110-TZT-678 |  | 5110-TZ-678 | TEMPERATURE TRANSM. - HEAD MOUNT |  |  | AIRH | SIS | Field | [7 empty] | IS | 4503-VZ-DM-T51102010 |  |  |  | 5110-TZT-678/5110-SSB-001 | [28 empty] | 5110-SSB-001 |  |  |  |  | 1 | 13
| 5110-TZT-679 |  | 5110-TZ-679 | TEMPERATURE TRANSM. - HEAD MOUNT |  |  | AIRH | SIS | Field | [7 empty] | IS | 4503-VZ-DM-T51102011 |  |  |  | 5110-TZT-679/5110-SSB-001 | [28 empty] | 5110-SSB-001 |  |  |  |  | 1 | 14
| 5110-XZZSC-801 |  | 5110-XZ-801 | LIMIT SWITCH - CLOSE |  |  | DIR | SIS | Field | [7 empty] | IS | 4503-VZ-DM-T51102015 |  |  |  | 5110-XZZSC-801/5110-SSB-001 | [28 empty] | 5110-SSB-001 |  |  |  |  | 1 | 15
| 5110-XZZSO-801 |  | 5110-XZ-801 | LIMIT SWITCH - OPEN |  |  | DIR | SIS | Field | [7 empty] | IS | 4503-VZ-DM-T51102015 |  |  |  | 5110-XZZSO-801/5110-SSB-001 | [28 empty] | 5110-SSB-001 |  |  |  |  | 1 | 16
| 5110-FZT-207B |  | 5110-FZ-207B | FLOW TRANSMITTER - VORTEX |  |  | AIRH | SIS | Field | [7 empty] | IS | 4503-VZ-DM-T51102005 |  |  | 5110-FZ-207_G2 | 5110-FZT-207B/5110-SSB-001 | [28 empty] | 5110-SSB-001 |  |  |  |  | 2 | 1
| 5110-FZT-208B |  | 5110-FZ-208B | FLOW TRANSMITTER - VORTEX |  |  | AIRH | SIS | Field | [7 empty] | IS | 4503-VZ-DM-T51102005 |  |  | 5110-FZ-208_G2 | 5110-FZT-208B/5110-SSB-001 | [28 empty] | 5110-SSB-001 |  |  |  |  | 2 | 2
| 5110-XZZSC-802 |  | 5110-XZ-802 | LIMIT SWITCH - CLOSE |  |  | DIR | SIS | Field | [7 empty] | IS | 4503-VZ-DM-T51102001 |  |  |  | 5110-XZZSC-802/5110-SSB-001 | [28 empty] | 5110-SSB-001 |  |  |  |  | 2 | 3
| 5110-XZZSO-802 |  | 5110-XZ-802 | LIMIT SWITCH - OPEN |  |  | DIR | SIS | Field | [7 empty] | IS | 4503-VZ-DM-T51102001 |  |  |  | 5110-XZZSO-802/5110-SSB-001 | [28 empty] | 5110-SSB-001 |  |  |  |  | 2 | 4
| 5110-XZZSC-803 |  | 5110-XZ-803 | LIMIT SWITCH - CLOSE |  |  | DIR | SIS | Field | [7 empty] | IS | 4503-VZ-DM-T51102001 |  |  |  | 5110-XZZSC-803/5110-SSB-001 | [28 empty] | 5110-SSB-001 |  |  |  |  | 2 | 5
| 5110-XZZSO-803 |  | 5110-XZ-803 | LIMIT SWITCH - OPEN |  |  | DIR | SIS | Field | [7 empty] | IS | 4503-VZ-DM-T51102001 |  |  |  | 5110-XZZSO-803/5110-SSB-001 | [28 empty] | 5110-SSB-001 |  |  |  |  | 2 | 6
| 5110-XZZSC-804 |  | 5110-XZ-804 | LIMIT SWITCH - CLOSE |  |  | DIR | SIS | Field | [7 empty] | IS | 4503-VZ-DM-T51102015 |  |  |  | 5110-XZZSC-804/5110-SSB-001 | [28 empty] | 5110-SSB-001 |  |  |  |  | 2 | 7
| 5110-XZZSO-804 |  | 5110-XZ-804 | LIMIT SWITCH - OPEN |  |  | DIR | SIS | Field | [7 empty] | IS | 4503-VZ-DM-T51102015 |  |  |  | 5110-XZZSO-804/5110-SSB-001 | [28 empty] | 5110-SSB-001 |  |  |  |  | 2 | 8
| 5110-XZZSC-805 |  | 5110-XZ-805 | LIMIT SWITCH - CLOSE |  |  | DIR | SIS | Field | [7 empty] | IS | 4503-VZ-DM-T51102001 |  |  |  | 5110-XZZSC-805/5110-SSB-001 | [28 empty] | 5110-SSB-001 |  |  |  |  | 2 | 9
| 5110-XZZSO-805 |  | 5110-XZ-805 | LIMIT SWITCH - OPEN |  |  | DIR | SIS | Field | [7 empty] | IS | 4503-VZ-DM-T51102001 |  |  |  | 5110-XZZSO-805/5110-SSB-001 | [28 empty] | 5110-SSB-001 |  |  |  |  | 2 | 10
| 5110-XZZSC-806 |  | 5110-XZ-806 | LIMIT SWITCH - CLOSE |  |  | DIR | SIS | Field | [7 empty] | IS | 4503-VZ-DM-T51102001 |  |  |  | 5110-XZZSC-806/5110-SSB-001 | [28 empty] | 5110-SSB-001 |  |  |  |  | 2 | 11
| 5110-XZZSO-806 |  | 5110-XZ-806 | LIMIT SWITCH - OPEN |  |  | DIR | SIS | Field | [7 empty] | IS | 4503-VZ-DM-T51102001 |  |  |  | 5110-XZZSO-806/5110-SSB-001 | [28 empty] | 5110-SSB-001 |  |  |  |  | 2 | 12
| 5110-XZZSC-807 |  | 5110-XZ-807 | LIMIT SWITCH - CLOSE |  |  | DIR | SIS | Field | [7 empty] | IS | 4503-VZ-DM-T51102001 |  |  |  | 5110-XZZSC-807/5110-SSB-001 | [28 empty] | 5110-SSB-001 |  |  |  |  | 2 | 13
| 5110-XZZSO-807 |  | 5110-XZ-807 | LIMIT SWITCH - OPEN |  |  | DIR | SIS | Field | [7 empty] | IS | 4503-VZ-DM-T51102001 |  |  |  | 5110-XZZSO-807/5110-SSB-001 | [28 empty] | 5110-SSB-001 |  |  |  |  | 2 | 14
| 5110-XZZSC-808 |  | 5110-XZ-808 | LIMIT SWITCH - CLOSE |  |  | DIR | SIS | Field | [7 empty] | IS | 4503-VZ-DM-T51102003 |  |  |  | 5110-XZZSC-808/5110-SSB-001 | [28 empty] | 5110-SSB-001 |  |  |  |  | 2 | 15
| 5110-XZZSO-808 |  | 5110-XZ-808 | LIMIT SWITCH - OPEN |  |  | DIR | SIS | Field | [7 empty] | IS | 4503-VZ-DM-T51102003 |  |  |  | 5110-XZZSO-808/5110-SSB-001 | [28 empty] | 5110-SSB-001 |  |  |  |  | 2 | 16
| 5110-XZZSC-820 |  | 5110-XZ-820 | LIMIT SWITCH - CLOSE |  |  | DIR | SIS | Field | [7 empty] | IS | 4503-VZ-DM-T51102008 |  |  |  | 5110-XZZSC-820/5110-SSB-001 | [28 empty] | 5110-SSB-001 |  |  |  |  | 3 | 1
| 5110-XZZSO-820 |  | 5110-XZ-820 | LIMIT SWITCH - OPEN |  |  | DIR | SIS | Field | [7 empty] | IS | 4503-VZ-DM-T51102008 |  |  |  | 5110-XZZSO-820/5110-SSB-001 | [28 empty] | 5110-SSB-001 |  |  |  |  | 3 | 2
| 5110-XZZSC-838 |  | 5110-XZ-838 | LIMIT SWITCH - CLOSE |  |  | DIR | SIS | Field | [7 empty] | IS | 4503-VZ-DM-T51102021 |  |  |  | 5110-XZZSC-838/5110-SSB-001 | [28 empty] | 5110-SSB-001 |  |  |  |  | 3 | 3
| 5110-XZZSO-838 |  | 5110-XZ-838 | LIMIT SWITCH - OPEN |  |  | DIR | SIS | Field | [7 empty] | IS | 4503-VZ-DM-T51102021 |  |  |  | 5110-XZZSO-838/5110-SSB-001 | [28 empty] | 5110-SSB-001 |  |  |  |  | 3 | 4
| 5110-HZS-170A |  | 5110-XZ-842 | HAND SWITCH |  |  | DIR | SIS | Field | [7 empty] | IS | 4503-VZ-DM-T51102022 |  |  |  | 5110-HZS-170A/5110-SSB-001 | [28 empty] | 5110-SSB-001 |  |  |  |  | 3 | 5
| 5110-XZZSO-845 |  | 5110-XZ-845 | LIMIT SWITCH - OPEN |  |  | DIR | SIS | Field | [7 empty] | IS | 4503-VZ-DM-T51102029 |  |  |  | 5110-XZZSO-845/5110-SSB-001 | [28 empty] | 5110-SSB-001 |  |  |  |  | 3 | 6
| 5110-XZZSC-845 |  | 5110-XZ-845 | LIMIT SWITCH - CLOSE |  |  | DIR | SIS | Field | [7 empty] | IS | 4503-VZ-DM-T51102029 |  |  |  | 5110-XZZSC-845/5110-SSB-001 | [28 empty] | 5110-SSB-001 |  |  |  |  | 3 | 7
| 5110-XZZSC-846 |  | 5110-XZ-846 | LIMIT SWITCH - CLOSE |  |  | DIR | SIS | Field | [7 empty] | IS | 4503-VZ-DM-T51102030 |  |  |  | 5110-XZZSC-846/5110-SSB-001 | [28 empty] | 5110-SSB-001 |  |  |  |  | 3 | 8
| 5110-XZZSO-846 |  | 5110-XZ-846 | LIMIT SWITCH - OPEN |  |  | DIR | SIS | Field | [7 empty] | IS | 4503-VZ-DM-T51102030 |  |  |  | 5110-XZZSO-846/5110-SSB-001 | [28 empty] | 5110-SSB-001 |  |  |  |  | 3 | 9
| 5110-XZZSC-855 |  | 5110-XZ-855 | LIMIT SWITCH - CLOSE |  |  | DIR | SIS | Field | [7 empty] | IS | 4503-VZ-DM-T51102031 |  |  |  | 5110-XZZSC-855/5110-SSB-001 | [28 empty] | 5110-SSB-001 |  |  |  |  | 3 | 10
| 5110-XZZSO-855 |  | 5110-XZ-855 | LIMIT SWITCH - OPEN |  |  | DIR | SIS | Field | [7 empty] | IS | 4503-VZ-DM-T51102031 |  |  |  | 5110-XZZSO-855/5110-SSB-001 | [28 empty] | 5110-SSB-001 |  |  |  |  | 3 | 11
| 5110-XZZSC-857 |  | 5110-XZ-857 | LIMIT SWITCH - CLOSE |  |  | DIR | SIS | Field | [7 empty] | IS | 4503-VZ-DM-T51102032 |  |  |  | 5110-XZZSC-857/5110-SSB-001 | [28 empty] | 5110-SSB-001 |  |  |  |  | 3 | 12
| 5110-XZZSO-857 |  | 5110-XZ-857 | LIMIT SWITCH - OPEN |  |  | DIR | SIS | Field | [7 empty] | IS | 4503-VZ-DM-T51102032 |  |  |  | 5110-XZZSO-857/5110-SSB-001 | [28 empty] | 5110-SSB-001 |  |  |  |  | 3 | 13
| 5120-LZT-339 |  | 5120-LZ-339 | LEVEL TRANSM. - GWR EXT. CHAMBER |  |  | AIRH | SIS | Field | [7 empty] | IS | 4503-VZ-DM-T51202003 | 51-V-2002 |  |  | 5120-LZT-339/5110-SSB-001 | [28 empty] | 5110-SSB-001 |  |  |  |  | 3 | 14
| 5120-LZT-343 |  | 5120-LZ-343 | LEVEL TRANSM. - GWR EXT. CHAMBER |  |  | AIRH | SIS | Field | [7 empty] | IS | 4503-VZ-DM-T51202002 | 51-C-2002 |  |  | 5120-LZT-343/5110-SSB-001 | [28 empty] | 5110-SSB-001 |  |  |  |  | 3 | 15
| 5120-LZT-347 |  | 5120-LZ-347 | LEVEL TRANSM. - GWR EXT. CHAMBER |  |  | AIRH | SIS | Field | [7 empty] | IS | 4503-VZ-DM-T51202005 | 51-V-2004 |  |  | 5120-LZT-347/5110-SSB-001 | [28 empty] | 5110-SSB-001 |  |  |  |  | 3 | 16
| 5120-XZZSC-802 |  | 5120-XZ-802 | LIMIT SWITCH - CLOSE |  |  | DIR | SIS | Field | [7 empty] | IS | 4503-VZ-DM-T51202004 |  |  |  | 5120-XZZSC-802/5110-SSB-001 | [28 empty] | 5110-SSB-001 |  |  |  |  | 4 | 1
| 5120-XZZSO-802 |  | 5120-XZ-802 | LIMIT SWITCH - OPEN |  |  | DIR | SIS | Field | [7 empty] | IS | 4503-VZ-DM-T51202004 |  |  |  | 5120-XZZSO-802/5110-SSB-001 | [28 empty] | 5110-SSB-001 |  |  |  |  | 4 | 2
| 5120-XZZSC-815 |  | 5120-XZ-815 | LIMIT SWITCH - CLOSE |  |  | DIR | SIS | Field | [7 empty] | IS | 4503-VZ-DM-T51202005 |  |  |  | 5120-XZZSC-815/5110-SSB-001 | [28 empty] | 5110-SSB-001 |  |  |  |  | 4 | 3
| 5120-XZZSO-815 |  | 5120-XZ-815 | LIMIT SWITCH - OPEN |  |  | DIR | SIS | Field | [7 empty] | IS | 4503-VZ-DM-T51202005 |  |  |  | 5120-XZZSO-815/5110-SSB-001 | [28 empty] | 5110-SSB-001 |  |  |  |  | 4 | 4
| 5120-XZZSC-847 |  | 5120-XZ-847 | LIMIT SWITCH - CLOSE |  |  | DIR | SIS | Field | [7 empty] | IS | 4503-VZ-DM-T51202002 |  |  |  | 5120-XZZSC-847/5110-SSB-001 | [28 empty] | 5110-SSB-001 |  |  |  |  | 4 | 5
| 5120-XZZSO-847 |  | 5120-XZ-847 | LIMIT SWITCH - OPEN |  |  | DIR | SIS | Field | [7 empty] | IS | 4503-VZ-DM-T51202002 |  |  |  | 5120-XZZSO-847/5110-SSB-001 | [28 empty] | 5110-SSB-001 |  |  |  |  | 4 | 6
| 5120-XZZSC-849 |  | 5120-XZ-849 | LIMIT SWITCH - CLOSE |  |  | DIR | SIS | Field | [7 empty] | IS | 4503-VZ-DM-T51202003 |  |  |  | 5120-XZZSC-849/5110-SSB-001 | [28 empty] | 5110-SSB-001 |  |  |  |  | 4 | 7
| 5120-XZZSO-849 |  | 5120-XZ-849 | LIMIT SWITCH - OPEN |  |  | DIR | SIS | Field | [7 empty] | IS | 4503-VZ-DM-T51202003 |  |  |  | 5120-XZZSO-849/5110-SSB-001 | [28 empty] | 5110-SSB-001 |  |  |  |  | 4 | 8
| 5120-HZS-149B |  | 5120-XZ-849 | HAND SWITCH |  |  | DIR | SIS | Field | [7 empty] | IS | 4503-VZ-DM-T51202003 |  |  |  | 5120-HZS-149B/5110-SSB-001 | [28 empty] | 5110-SSB-001 |  |  |  |  | 4 | 9
| 5120-XZZSC-861 |  | 5120-XZ-861 | LIMIT SWITCH - CLOSE |  |  | DIR | SIS | Field | [7 empty] | IS | 4503-VZ-DM-T51202003 |  |  |  | 5120-XZZSC-861/5110-SSB-001 | [28 empty] | 5110-SSB-001 |  |  |  |  | 4 | 10
| 5120-XZZSO-861 |  | 5120-XZ-861 | LIMIT SWITCH - OPEN |  |  | DIR | SIS | Field | [7 empty] | IS | 4503-VZ-DM-T51202003 |  |  |  | 5120-XZZSO-861/5110-SSB-001 | [28 empty] | 5110-SSB-001 |  |  |  |  | 4 | 11
| 5120-HZS-161B |  | 5120-XZ-861 | HAND SWITCH |  |  | DIR | SIS | Field | [7 empty] | IS | 4503-VZ-DM-T51202003 |  |  |  | 5120-HZS-161B/5110-SSB-001 | [28 empty] | 5110-SSB-001 |  |  |  |  | 4 | 12
| 5110-LZT-352P |  | 5110-LZ-352P | LEVEL TRANSM. - GWR |  |  | AIRH | SIS | Field | [7 empty] | IS | 4503-FP-VD-BD263T51GEN004 |  | 51-PK-1001 |  | 5110-LZT-352P/5110-SJB-251 | [28 empty] | 5110-SSB-001 |  |  |  |  | 4 | 13
| 5110-LZS-354AP |  | 5110-LZ-354AP | LEVEL SWITCH |  |  | DIR | SIS | Field | [7 empty] | IS | 4503-FP-VD-BD263T51GEN005 |  | 51-PK-1001 |  | 5110-LZS-354AP/5110-SJB-254 | [28 empty] | 5110-SSB-001 |  |  |  |  | 4 | 14
| 5110-LZS-354BP |  | 5110-LZ-354BP | LEVEL SWITCH |  |  | DIR | SIS | Field | [7 empty] | IS | 4503-FP-VD-BD263T51GEN005 |  | 51-PK-1001 |  | 5110-LZS-354BP/5110-SJB-254 | [28 empty] | 5110-SSB-001 |  |  |  |  | 4 | 15
| 5110-TZT-664AP |  | 5110-TZ-664AP | TEMPERATURE TRANSM. - REMOTE MOUNT |  |  | AIRH | SIS | Field | [7 empty] | IS | 4503-FP-VD-BD263T51GEN005 |  | 51-PK-1001 |  | 5110-TZT-664AP/5110-SJB-251 | [28 empty] | 5110-SSB-001 |  |  |  |  | 4 | 16
| 5110-TZT-664BP |  | 5110-TZ-664BP | TEMPERATURE TRANSM. - REMOTE MOUNT |  |  | AIRH | SIS | Field | [7 empty] | IS | 4503-FP-VD-BD263T51GEN005 |  | 51-PK-1001 |  | 5110-TZT-664BP/5110-SJB-251 | [28 empty] | 5110-SSB-001 |  |  |  |  | 5 | 1
| 5110-LZT-358P |  | 5110-LZ-358P | LEVEL TRANSM. - GWR |  |  | AIRH | SIS | Field | [7 empty] | IS | 4503-FP-VD-BD263T51GEN006 |  | 51-PK-1001 |  | 5110-LZT-358P/5110-SJB-251 | [28 empty] | 5110-SSB-001 |  |  |  |  | 5 | 2
| 5110-FZT-295P |  | 5110-FZ-295P | FLOW TRANSMITTER - CORIOLIS |  |  | AIRH | SIS | Field | [7 empty] | IS | 4503-FP-VD-BD263T51GEN008 |  | 51-PK-1001 |  | 5110-FZT-295P/5110-SJB-251 | [28 empty] | 5110-SSB-001 |  |  |  |  | 5 | 3
| 5110-LZT-364P |  | 5110-LZ-364P | LEVEL TRANSM. - DP DIAPHRAGM CAPILLARY |  |  | AIRH | SIS | Field | [7 empty] | IS | 4503-FP-VD-BD263T51GEN010 |  | 51-PK-1001 |  | 5110-LZT-364P/5110-SJB-251 | [28 empty] | 5110-SSB-001 |  |  |  |  | 5 | 4
| 5110-XZZSC-851P |  | 5110-XZ-851P | LIMIT SWITCH - CLOSE |  |  | DIR | SIS | Field | [7 empty] | IS | 4503-FP-VD-BD263T51GEN004 |  | 51-PK-1001 |  | 5110-XZZSC-851P/5110-SJB-252 | [28 empty] | 5110-SSB-001 |  |  |  |  | 5 | 5
| 5110-XZZSC-852P |  | 5110-XZ-852P | LIMIT SWITCH - CLOSE |  |  | DIR | SIS | Field | [7 empty] | IS | 4503-FP-VD-BD263T51GEN004 |  | 51-PK-1001 |  | 5110-XZZSC-852P/5110-SJB-252 | [28 empty] | 5110-SSB-001 |  |  |  |  | 5 | 6
| 5110-XZZSC-853P |  | 5110-XZ-853P | LIMIT SWITCH - CLOSE |  |  | DIR | SIS | Field | [7 empty] | IS | 4503-FP-VD-BD263T51GEN005 |  | 51-PK-1001 |  | 5110-XZZSC-853P/5110-SJB-252 | [28 empty] | 5110-SSB-001 |  |  |  |  | 5 | 7
| 5110-XZZSC-854P |  | 5110-XZ-854P | LIMIT SWITCH - CLOSE |  |  | DIR | SIS | Field | [7 empty] | IS | 4503-FP-VD-BD263T51GEN006 |  | 51-PK-1001 |  | 5110-XZZSC-854P/5110-SJB-252 | [28 empty] | 5110-SSB-001 |  |  |  |  | 5 | 8
| 5110-XZZSC-856P |  | 5110-XZ-856P | LIMIT SWITCH - CLOSE |  |  | DIR | SIS | Field | [7 empty] | IS | 4503-FP-VD-BD263T51GEN006 |  | 51-PK-1001 |  | 5110-XZZSC-856P/5110-SJB-252 | [28 empty] | 5110-SSB-001 |  |  |  |  | 5 | 9
| 5110-XZZSO-851P |  | 5110-XZ-851P | LIMIT SWITCH - OPEN |  |  | DIR | SIS | Field | [7 empty] | IS | 4503-FP-VD-BD263T51GEN004 |  | 51-PK-1001 |  | 5110-XZZSO-851P/5110-SJB-253 | [28 empty] | 5110-SSB-001 |  |  |  |  | 5 | 10
| 5110-XZZSO-852P |  | 5110-XZ-852P | LIMIT SWITCH - OPEN |  |  | DIR | SIS | Field | [7 empty] | IS | 4503-FP-VD-BD263T51GEN004 |  | 51-PK-1001 |  | 5110-XZZSO-852P/5110-SJB-253 | [28 empty] | 5110-SSB-001 |  |  |  |  | 5 | 11
| 5110-XZZSO-853P |  | 5110-XZ-853P | LIMIT SWITCH - OPEN |  |  | DIR | SIS | Field | [7 empty] | IS | 4503-FP-VD-BD263T51GEN005 |  | 51-PK-1001 |  | 5110-XZZSO-853P/5110-SJB-253 | [28 empty] | 5110-SSB-001 |  |  |  |  | 5 | 12
| 5110-XZZSO-854P |  | 5110-XZ-854P | LIMIT SWITCH - OPEN |  |  | DIR | SIS | Field | [7 empty] | IS | 4503-FP-VD-BD263T51GEN006 |  | 51-PK-1001 |  | 5110-XZZSO-854P/5110-SJB-253 | [28 empty] | 5110-SSB-001 |  |  |  |  | 5 | 13
| 5110-XZZSO-856P |  | 5110-XZ-856P | LIMIT SWITCH - OPEN |  |  | DIR | SIS | Field | [7 empty] | IS | 4503-FP-VD-BD263T51GEN006 |  | 51-PK-1001 |  | 5110-XZZSO-856P/5110-SJB-253 | [28 empty] | 5110-SSB-001 |  |  |  |  | 5 | 14
| SPARE | [49 empty] | 5110-SSB-001 |  |  |  |  | 5 | 15
| SPARE | [49 empty] | 5110-SSB-001 |  |  |  |  | 5 | 16
| SPARE | [49 empty] | 5110-SSB-001 |  |  |  |  | 6 | 1
| SPARE | [49 empty] | 5110-SSB-001 |  |  |  |  | 6 | 2
| SPARE | [49 empty] | 5110-SSB-001 |  |  |  |  | 6 | 3
| SPARE | [49 empty] | 5110-SSB-001 |  |  |  |  | 6 | 4
| SPARE | [49 empty] | 5110-SSB-001 |  |  |  |  | 6 | 5
| SPARE | [49 empty] | 5110-SSB-001 |  |  |  |  | 6 | 6
| SPARE | [49 empty] | 5110-SSB-001 |  |  |  |  | 6 | 7
| SPARE | [49 empty] | 5110-SSB-001 |  |  |  |  | 6 | 8
| SPARE | [49 empty] | 5110-SSB-001 |  |  |  |  | 6 | 9
| SPARE | [49 empty] | 5110-SSB-001 |  |  |  |  | 6 | 10
| SPARE | [49 empty] | 5110-SSB-001 |  |  |  |  | 6 | 11
| SPARE | [49 empty] | 5110-SSB-001 |  |  |  |  | 6 | 12
| SPARE | [49 empty] | 5110-SSB-001 |  |  |  |  | 6 | 13
| SPARE | [49 empty] | 5110-SSB-001 |  |  |  |  | 6 | 14
| SPARE | [49 empty] | 5110-SSB-001 |  |  |  |  | 6 | 15
| SPARE | [49 empty] | 5110-SSB-001 |  |  |  |  | 6 | 16
| 5110-HZS-101B |  | 5110-HZ-101B | HAND SWITCH |  |  | DIR | SIS | LP | [7 empty] | NIS | 4503-VZ-DM-T51102001 |  |  | 5110-HZ-101_G2 | 5110-HZS-101B/5110-SSB-002 | [28 empty] | 5110-SSB-002 |  |  |  |  | 1 | 1
| 5110-FZT-217 |  | 5110-FZ-217 | FLOW TRANSM. - ULTRASONIC REMOTE MOUNT |  |  | AIRH | SIS | Field |  |  |  |  | 230 VAC |  |  | NIS | 4503-VZ-DM-T51102010 |  |  |  | 5110-FZT-217/5110-SSB-002 | [28 empty] | 5110-SSB-002 |  |  |  |  | 1 | 2
| 5110-FZT-247 |  | 5110-FZ-247 | FLOW TRANSM. - ULTRASONIC REMOTE MOUNT |  |  | AIRH | SIS | Field |  |  |  |  | 230 VAC |  |  | NIS | 4503-VZ-DM-T51102015 |  |  |  | 5110-FZT-247/5110-SSB-002 | [28 empty] | 5110-SSB-002 |  |  |  |  | 1 | 3
| 5110-FZT-251 |  | 5110-FZ-251 | FLOW TRANSM. - ULTRASONIC REMOTE MOUNT |  |  | AIRH | SIS | Field |  |  |  |  | 230 VAC |  |  | NIS | 4503-VZ-DM-T51102015 |  |  |  | 5110-FZT-251/5110-SSB-002 | [28 empty] | 5110-SSB-002 |  |  |  |  | 1 | 4
| 5110-MZYCC-812 |  | 5110-MZ-812 | MOV -CLOSE COMMAND |  |  | DOR | SIS | Field | [7 empty] | NIS | 4503-VZ-DM-T51102008 |  |  |  | 5110-MOV-812-01/5110-SSB-002 | [28 empty] | 5110-SSB-002 |  |  |  |  | 1 | 5
| 5110-MZYCO-812 |  | 5110-MZ-812 | MOV -OPEN COMMAND |  |  | DOR | SIS | Field | [7 empty] | NIS | 4503-VZ-DM-T51102008 |  |  |  | 5110-MOV-812-01/5110-SSB-002 | [28 empty] | 5110-SSB-002 |  |  |  |  | 1 | 6
| 5110-MZHSC-812B |  | 5110-MZ-812 | PUSH BUTTON |  |  | DIR | SIS | Field | [7 empty] | NIS | 4503-VZ-DM-T51102008 |  |  |  | 5110-MOV-812-04/5110-SSB-002 | [28 empty] | 5110-SSB-002 |  |  |  |  | 1 | 7
| 5110-MZHSO-812B |  | 5110-MZ-812 | PUSH BUTTON |  |  | DIR | SIS | Field | [7 empty] | NIS | 4503-VZ-DM-T51102008 |  |  |  | 5110-MOV-812-04/5110-SSB-002 | [28 empty] | 5110-SSB-002 |  |  |  |  | 1 | 8
| 5110-MZYCC-813 |  | 5110-MZ-813 | MOV -CLOSE COMMAND |  |  | DOR | SIS | Field | [7 empty] | NIS | 4503-VZ-DM-T51102008 |  |  |  | 5110-MOV-813-01/5110-SSB-002 | [28 empty] | 5110-SSB-002 |  |  |  |  | 1 | 9
| 5110-MZYCO-813 |  | 5110-MZ-813 | MOV -OPEN COMMAND |  |  | DOR | SIS | Field | [7 empty] | NIS | 4503-VZ-DM-T51102008 |  |  |  | 5110-MOV-813-01/5110-SSB-002 | [28 empty] | 5110-SSB-002 |  |  |  |  | 1 | 10
| 5110-MZHSC-813B |  | 5110-MZ-813 | PUSH BUTTON |  |  | DIR | SIS | Field | [7 empty] | NIS | 4503-VZ-DM-T51102008 |  |  |  | 5110-MOV-813-04/5110-SSB-002 | [28 empty] | 5110-SSB-002 |  |  |  |  | 1 | 11
| 5110-MZHSO-813B |  | 5110-MZ-813 | PUSH BUTTON |  |  | DIR | SIS | Field | [7 empty] | NIS | 4503-VZ-DM-T51102008 |  |  |  | 5110-MOV-813-04/5110-SSB-002 | [28 empty] | 5110-SSB-002 |  |  |  |  | 1 | 12
| 5110-MZYCC-814 |  | 5110-MZ-814 | MOV -CLOSE COMMAND |  |  | DOR | SIS | Field | [7 empty] | NIS | 4503-VZ-DM-T51102008 |  |  |  | 5110-MOV-814-01/5110-SSB-002 | [28 empty] | 5110-SSB-002 |  |  |  |  | 1 | 13
| 5110-MZYCO-814 |  | 5110-MZ-814 | MOV -OPEN COMMAND |  |  | DOR | SIS | Field | [7 empty] | NIS | 4503-VZ-DM-T51102008 |  |  |  | 5110-MOV-814-01/5110-SSB-002 | [28 empty] | 5110-SSB-002 |  |  |  |  | 1 | 14
| 5110-MZHSC-814B |  | 5110-MZ-814 | PUSH BUTTON |  |  | DIR | SIS | Field | [7 empty] | NIS | 4503-VZ-DM-T51102008 |  |  |  | 5110-MOV-814-04/5110-SSB-002 | [28 empty] | 5110-SSB-002 |  |  |  |  | 1 | 15
| 5110-MZHSO-814B |  | 5110-MZ-814 | PUSH BUTTON |  |  | DIR | SIS | Field | [7 empty] | NIS | 4503-VZ-DM-T51102008 |  |  |  | 5110-MOV-814-04/5110-SSB-002 | [28 empty] | 5110-SSB-002 |  |  |  |  | 1 | 16
| 5110-HZS-101C |  | 5110-HZ-101C | HAND SWITCH |  |  | DIR | SIS | LP | [7 empty] | NIS | 4503-VZ-DM-T51102001 |  |  | 5110-HZ-101_G3 | 5110-HZS-101C/5110-SSB-002 | [28 empty] | 5110-SSB-002 |  |  |  |  | 2 | 1
| 5110-MZYCC-815 |  | 5110-MZ-815 | MOV -CLOSE COMMAND |  |  | DOR | SIS | Field | [7 empty] | NIS | 4503-VZ-DM-T51102008 |  |  |  | 5110-MOV-815-01/5110-SSB-002 | [28 empty] | 5110-SSB-002 |  |  |  |  | 2 | 2
| 5110-MZYCO-815 |  | 5110-MZ-815 | MOV -OPEN COMMAND |  |  | DOR | SIS | Field | [7 empty] | NIS | 4503-VZ-DM-T51102008 |  |  |  | 5110-MOV-815-01/5110-SSB-002 | [28 empty] | 5110-SSB-002 |  |  |  |  | 2 | 3
| 5110-MZHSC-815B |  | 5110-MZ-815 | PUSH BUTTON |  |  | DIR | SIS | Field | [7 empty] | NIS | 4503-VZ-DM-T51102008 |  |  |  | 5110-MOV-815-04/5110-SSB-002 | [28 empty] | 5110-SSB-002 |  |  |  |  | 2 | 4
| 5110-MZHSO-815B |  | 5110-MZ-815 | PUSH BUTTON |  |  | DIR | SIS | Field | [7 empty] | NIS | 4503-VZ-DM-T51102008 |  |  |  | 5110-MOV-815-04/5110-SSB-002 | [28 empty] | 5110-SSB-002 |  |  |  |  | 2 | 5
| 5110-XZY-801 |  | 5110-XZ-801 | SOLENOID VALVE |  |  | DOR | SIS | Field | [7 empty] | NIS | 4503-VZ-DM-T51102015 |  |  |  | 5110-XZY-801/5110-SSB-002 | [28 empty] | 5110-SSB-002 |  |  |  |  | 2 | 6
| 5110-XZY-802 |  | 5110-XZ-802 | SOLENOID VALVE |  |  | DOR | SIS | Field | [7 empty] | NIS | 4503-VZ-DM-T51102001 |  |  |  | 5110-XZY-802/5110-SSB-002 | [28 empty] | 5110-SSB-002 |  |  |  |  | 2 | 7
| 5110-XZY-803 |  | 5110-XZ-803 | SOLENOID VALVE |  |  | DOR | SIS | Field | [7 empty] | NIS | 4503-VZ-DM-T51102001 |  |  |  | 5110-XZY-803/5110-SSB-002 | [28 empty] | 5110-SSB-002 |  |  |  |  | 2 | 8
| 5110-XZY-804 |  | 5110-XZ-804 | SOLENOID VALVE |  |  | DOR | SIS | Field | [7 empty] | NIS | 4503-VZ-DM-T51102015 |  |  |  | 5110-XZY-804/5110-SSB-002 | [28 empty] | 5110-SSB-002 |  |  |  |  | 2 | 9
| 5110-XZY-805 |  | 5110-XZ-805 | SOLENOID VALVE |  |  | DOR | SIS | Field | [7 empty] | NIS | 4503-VZ-DM-T51102001 |  |  |  | 5110-XZY-805/5110-SSB-002 | [28 empty] | 5110-SSB-002 |  |  |  |  | 2 | 10
| 5110-XZY-806 |  | 5110-XZ-806 | SOLENOID VALVE |  |  | DOR | SIS | Field | [7 empty] | NIS | 4503-VZ-DM-T51102001 |  |  |  | 5110-XZY-806/5110-SSB-002 | [28 empty] | 5110-SSB-002 |  |  |  |  | 2 | 11
| 5110-XZY-807 |  | 5110-XZ-807 | SOLENOID VALVE |  |  | DOR | SIS | Field | [7 empty] | NIS | 4503-VZ-DM-T51102001 |  |  |  | 5110-XZY-807/5110-SSB-002 | [28 empty] | 5110-SSB-002 |  |  |  |  | 2 | 12
| 5110-XZY-808 |  | 5110-XZ-808 | SOLENOID VALVE |  |  | DOR | SIS | Field | [7 empty] | NIS | 4503-VZ-DM-T51102003 |  |  |  | 5110-XZY-808/5110-SSB-002 | [28 empty] | 5110-SSB-002 |  |  |  |  | 2 | 13
| 5110-HZS-156 |  | 5110-XZ-808 | HAND SWITCH |  |  | DIR | SIS | Field | [7 empty] | NIS | 4503-VZ-DM-T51102003 |  |  |  | 5110-HZS-156/5110-SSB-002 | [28 empty] | 5110-SSB-002 |  |  |  |  | 2 | 14
| 5110-XZY-820 |  | 5110-XZ-820 | SOLENOID VALVE |  |  | DOR | SIS | Field | [7 empty] | NIS | 4503-VZ-DM-T51102008 |  |  |  | 5110-XZY-820/5110-SSB-002 | [28 empty] | 5110-SSB-002 |  |  |  |  | 2 | 15
| 5110-XZY-838 |  | 5110-XZ-838 | SOLENOID VALVE |  |  | DOR | SIS | Field | [7 empty] | NIS | 4503-VZ-DM-T51102021 |  |  |  | 5110-XZY-838/5110-SSB-002 | [28 empty] | 5110-SSB-002 |  |  |  |  | 2 | 16
| 5110-XZY-842 |  | 5110-XZ-842 | SOLENOID VALVE |  |  | DOR | SIS | Field | [7 empty] | NIS | 4503-VZ-DM-T51102022 |  |  |  | 5110-XZY-842/5110-SSB-002 | [28 empty] | 5110-SSB-002 |  |  |  |  | 3 | 1
| 5110-XZY-845 |  | 5110-XZ-845 | SOLENOID VALVE |  |  | DOR | SIS | Field | [7 empty] | NIS | 4503-VZ-DM-T51102029 |  |  |  | 5110-XZY-845/5110-SSB-002 | [28 empty] | 5110-SSB-002 |  |  |  |  | 3 | 2
| 5110-XZY-846 |  | 5110-XZ-846 | SOLENOID VALVE |  |  | DOR | SIS | Field | [7 empty] | NIS | 4503-VZ-DM-T51102030 |  |  |  | 5110-XZY-846/5110-SSB-002 | [28 empty] | 5110-SSB-002 |  |  |  |  | 3 | 3
| 5110-XZY-855 |  | 5110-XZ-855 | SOLENOID VALVE |  |  | DOR | SIS | Field | [7 empty] | NIS | 4503-VZ-DM-T51102031 |  |  |  | 5110-XZY-855/5110-SSB-002 | [28 empty] | 5110-SSB-002 |  |  |  |  | 3 | 4
| 5110-XZY-857 |  | 5110-XZ-857 | SOLENOID VALVE |  |  | DOR | SIS | Field | [7 empty] | NIS | 4503-VZ-DM-T51102032 |  |  |  | 5110-XZY-857/5110-SSB-002 | [28 empty] | 5110-SSB-002 |  |  |  |  | 3 | 5
| 5120-XZY-802 |  | 5120-XZ-802 | SOLENOID VALVE |  |  | DOR | SIS | Field | [7 empty] | NIS | 4503-VZ-DM-T51202004 |  |  |  | 5120-XZY-802/5110-SSB-002 | [28 empty] | 5110-SSB-002 |  |  |  |  | 3 | 6
| 5120-XZY-815 |  | 5120-XZ-815 | SOLENOID VALVE |  |  | DOR | SIS | Field | [7 empty] | NIS | 4503-VZ-DM-T51202005 |  |  |  | 5120-XZY-815/5110-SSB-002 | [28 empty] | 5110-SSB-002 |  |  |  |  | 3 | 7
| 5120-HZS-106B |  | 5120-XZ-815 | HAND SWITCH |  |  | DIR | SIS | Field | [7 empty] | NIS | 4503-VZ-DM-T51202005 |  |  |  | 5120-HZS-106B/5110-SSB-002 | [28 empty] | 5110-SSB-002 |  |  |  |  | 3 | 8
| 5120-XZY-846 |  | 5120-XZ-846 | SOLENOID VALVE |  |  | DOR | SIS | Field | [7 empty] | NIS | 4503-VZ-DM-T51202002 |  |  |  | 5120-XZY-846/5110-SSB-002 | [28 empty] | 5110-SSB-002 |  |  |  |  | 3 | 9
| 5120-XZY-847 |  | 5120-XZ-847 | SOLENOID VALVE |  |  | DOR | SIS | Field | [7 empty] | NIS | 4503-VZ-DM-T51202002 |  |  |  | 5120-XZY-847/5110-SSB-002 | [28 empty] | 5110-SSB-002 |  |  |  |  | 3 | 10
| 5120-XZY-849 |  | 5120-XZ-849 | SOLENOID VALVE |  |  | DOR | SIS | Field | [7 empty] | NIS | 4503-VZ-DM-T51202003 |  |  |  | 5120-XZY-849/5110-SSB-002 | [28 empty] | 5110-SSB-002 |  |  |  |  | 3 | 11
| 5120-XZY-861 |  | 5120-XZ-861 | SOLENOID VALVE |  |  | DOR | SIS | Field | [7 empty] | NIS | 4503-VZ-DM-T51202003 |  |  |  | 5120-XZY-861/5110-SSB-002 | [28 empty] | 5110-SSB-002 |  |  |  |  | 3 | 12
| 5110-HZS-169AAP |  | 5110-HZ-169P | HAND SWITCH |  |  | DIR | SIS | LP | [7 empty] | NIS | 4503-FP-VD-BD263T51GEN006 |  | 51-PK-1001 |  | 5110-HZS-169AAP/5110-SLP-151 - STRIP 1 | [28 empty] | 5110-SSB-002 |  |  |  |  | 3 | 13
| 5110-HZS-169ABP |  | 5110-HZ-169P | HAND SWITCH |  |  | DIR | SIS | LP | [7 empty] | NIS | 4503-FP-VD-BD263T51GEN006 |  | 51-PK-1001 |  | 5110-HZS-169ABP/5110-SLP-151 - STRIP 1 | [28 empty] | 5110-SSB-002 |  |  |  |  | 3 | 14
| 5110-HZSC-157P |  | 5110-XZ-851P | HAND SWITCH |  |  | DIR | SIS | LP | [7 empty] | NIS | 4503-FP-VD-BD263T51GEN004 |  | 51-PK-1001 |  | 5110-HZSC-157P/5110-SLP-151 - STRIP 1 | [28 empty] | 5110-SSB-002 |  |  |  |  | 3 | 15
| 5110-HZSC-158P |  | 5110-XZ-852P | HAND SWITCH |  |  | DIR | SIS | LP | [7 empty] | NIS | 4503-FP-VD-BD263T51GEN004 |  | 51-PK-1001 |  | 5110-HZSC-158P/5110-SLP-151 - STRIP 1 | [28 empty] | 5110-SSB-002 |  |  |  |  | 3 | 16
| 5110-HZSC-159P |  | 5110-XZ-853P | HAND SWITCH |  |  | DIR | SIS | LP | [7 empty] | NIS | 4503-FP-VD-BD263T51GEN005 |  | 51-PK-1001 |  | 5110-HZSC-159P/5110-SLP-151 - STRIP 1 | [28 empty] | 5110-SSB-002 |  |  |  |  | 4 | 1
| 5110-HZSC-160P |  | 5110-XZ-854P | HAND SWITCH |  |  | DIR | SIS | LP | [7 empty] | NIS | 4503-FP-VD-BD263T51GEN006 |  | 51-PK-1001 |  | 5110-HZSC-160P/5110-SLP-151 - STRIP 1 | [28 empty] | 5110-SSB-002 |  |  |  |  | 4 | 2
| 5110-HZSO-157P |  | 5110-XZ-851P | HAND SWITCH |  |  | DIR | SIS | LP | [7 empty] | NIS | 4503-FP-VD-BD263T51GEN004 |  | 51-PK-1001 |  | 5110-HZSO-157P/5110-SLP-151 - STRIP 1 | [28 empty] | 5110-SSB-002 |  |  |  |  | 4 | 3
| 5110-HZSO-158P |  | 5110-XZ-852P | HAND SWITCH |  |  | DIR | SIS | LP | [7 empty] | NIS | 4503-FP-VD-BD263T51GEN004 |  | 51-PK-1001 |  | 5110-HZSO-158P/5110-SLP-151 - STRIP 1 | [28 empty] | 5110-SSB-002 |  |  |  |  | 4 | 4
| 5110-HZSO-159P |  | 5110-XZ-853P | HAND SWITCH |  |  | DIR | SIS | LP | [7 empty] | NIS | 4503-FP-VD-BD263T51GEN005 |  | 51-PK-1001 |  | 5110-HZSO-159P/5110-SLP-151 - STRIP 1 | [28 empty] | 5110-SSB-002 |  |  |  |  | 4 | 5
| 5110-HZSO-160P |  | 5110-XZ-854P | HAND SWITCH |  |  | DIR | SIS | LP | [7 empty] | NIS | 4503-FP-VD-BD263T51GEN006 |  | 51-PK-1001 |  | 5110-HZSO-160P/5110-SLP-151 - STRIP 1 | [28 empty] | 5110-SSB-002 |  |  |  |  | 4 | 6
| 5110-XZY-851P |  | 5110-XZ-851P | SOLENOID VALVE |  |  | DOR | SIS | Field | [7 empty] | NIS | 4503-FP-VD-BD263T51GEN004 |  | 51-PK-1001 |  | 5110-XZY-851P/5110-SJB-351 | [28 empty] | 5110-SSB-002 |  |  |  |  | 4 | 7
| 5110-XZY-852P |  | 5110-XZ-852P | SOLENOID VALVE |  |  | DOR | SIS | Field | [7 empty] | NIS | 4503-FP-VD-BD263T51GEN004 |  | 51-PK-1001 |  | 5110-XZY-852P/5110-SJB-351 | [28 empty] | 5110-SSB-002 |  |  |  |  | 4 | 8
| 5110-XZY-853P |  | 5110-XZ-853P | SOLENOID VALVE |  |  | DOR | SIS | Field | [7 empty] | NIS | 4503-FP-VD-BD263T51GEN005 |  | 51-PK-1001 |  | 5110-XZY-853P/5110-SJB-351 | [28 empty] | 5110-SSB-002 |  |  |  |  | 4 | 9
| 5110-XZY-854P |  | 5110-XZ-854P | SOLENOID VALVE |  |  | DOR | SIS | Field | [7 empty] | NIS | 4503-FP-VD-BD263T51GEN006 |  | 51-PK-1001 |  | 5110-XZY-854P/5110-SJB-351 | [28 empty] | 5110-SSB-002 |  |  |  |  | 4 | 10
| 5110-XZY-856P |  | 5110-XZ-856P | SOLENOID VALVE |  |  | DOR | SIS | Field | [7 empty] | NIS | 4503-FP-VD-BD263T51GEN006 |  | 51-PK-1001 |  | 5110-XZY-856P/5110-SJB-351 | [28 empty] | 5110-SSB-002 |  |  |  |  | 4 | 11
| 5110-XZZLC-851P |  | 5110-XZ-851P | LAMP |  |  | DOR | SIS | LP | [7 empty] | NIS | 4503-FP-VD-BD263T51GEN004 |  | 51-PK-1001 |  | 5110-XZZLC-851P/5110-SLP-151 - STRIP 2 | [28 empty] | 5110-SSB-002 |  |  |  |  | 4 | 12
| 5110-XZZLC-852P |  | 5110-XZ-852P | LAMP |  |  | DOR | SIS | LP | [7 empty] | NIS | 4503-FP-VD-BD263T51GEN004 |  | 51-PK-1001 |  | 5110-XZZLC-852P/5110-SLP-151 - STRIP 2 | [28 empty] | 5110-SSB-002 |  |  |  |  | 4 | 13
| 5110-XZZLC-853P |  | 5110-XZ-853P | LAMP |  |  | DOR | SIS | LP | [7 empty] | NIS | 4503-FP-VD-BD263T51GEN005 |  | 51-PK-1001 |  | 5110-XZZLC-853P/5110-SLP-151 - STRIP 2 | [28 empty] | 5110-SSB-002 |  |  |  |  | 4 | 14
| 5110-XZZLC-854P |  | 5110-XZ-854P | LAMP |  |  | DOR | SIS | LP | [7 empty] | NIS | 4503-FP-VD-BD263T51GEN006 |  | 51-PK-1001 |  | 5110-XZZLC-854P/5110-SLP-151 - STRIP 2 | [28 empty] | 5110-SSB-002 |  |  |  |  | 4 | 15
| 5110-XZZLO-851P |  | 5110-XZ-851P | LAMP |  |  | DOR | SIS | LP | [7 empty] | NIS | 4503-FP-VD-BD263T51GEN004 |  | 51-PK-1001 |  | 5110-XZZLO-851P/5110-SLP-151 - STRIP 2 | [28 empty] | 5110-SSB-002 |  |  |  |  | 4 | 16
| 5110-XZZLO-852P |  | 5110-XZ-852P | LAMP |  |  | DOR | SIS | LP | [7 empty] | NIS | 4503-FP-VD-BD263T51GEN004 |  | 51-PK-1001 |  | 5110-XZZLO-852P/5110-SLP-151 - STRIP 2 | [28 empty] | 5110-SSB-002 |  |  |  |  | 5 | 1
| 5110-XZZLO-853P |  | 5110-XZ-853P | LAMP |  |  | DOR | SIS | LP | [7 empty] | NIS | 4503-FP-VD-BD263T51GEN005 |  | 51-PK-1001 |  | 5110-XZZLO-853P/5110-SLP-151 - STRIP 2 | [28 empty] | 5110-SSB-002 |  |  |  |  | 5 | 2
| 5110-XZZLO-854P |  | 5110-XZ-854P | LAMP |  |  | DOR | SIS | LP | [7 empty] | NIS | 4503-FP-VD-BD263T51GEN006 |  | 51-PK-1001 |  | 5110-XZZLO-854P/5110-SLP-151 - STRIP 2 | [28 empty] | 5110-SSB-002 |  |  |  |  | 5 | 3
| SPARE | [49 empty] | 5110-SSB-002 |  |  |  |  | 5 | 4
| SPARE | [49 empty] | 5110-SSB-002 |  |  |  |  | 5 | 5
| SPARE | [49 empty] | 5110-SSB-002 |  |  |  |  | 5 | 6
| SPARE | [49 empty] | 5110-SSB-002 |  |  |  |  | 5 | 7
| SPARE | [49 empty] | 5110-SSB-002 |  |  |  |  | 5 | 8
| SPARE | [49 empty] | 5110-SSB-002 |  |  |  |  | 5 | 9
| SPARE | [49 empty] | 5110-SSB-002 |  |  |  |  | 5 | 10
| SPARE | [49 empty] | 5110-SSB-002 |  |  |  |  | 5 | 11
| SPARE | [49 empty] | 5110-SSB-002 |  |  |  |  | 5 | 12
| SPARE | [49 empty] | 5110-SSB-002 |  |  |  |  | 5 | 13
| SPARE | [49 empty] | 5110-SSB-002 |  |  |  |  | 5 | 14
| SPARE | [49 empty] | 5110-SSB-002 |  |  |  |  | 5 | 15
| SPARE | [49 empty] | 5110-SSB-002 |  |  |  |  | 5 | 16
| SPARE | [49 empty] | 5110-SSB-002 |  |  |  |  | 6 | 1
| SPARE | [49 empty] | 5110-SSB-002 |  |  |  |  | 6 | 2
| SPARE | [49 empty] | 5110-SSB-002 |  |  |  |  | 6 | 3
| SPARE | [49 empty] | 5110-SSB-002 |  |  |  |  | 6 | 4
| SPARE | [49 empty] | 5110-SSB-002 |  |  |  |  | 6 | 5
| SPARE | [49 empty] | 5110-SSB-002 |  |  |  |  | 6 | 6
| SPARE | [49 empty] | 5110-SSB-002 |  |  |  |  | 6 | 7
| SPARE | [49 empty] | 5110-SSB-002 |  |  |  |  | 6 | 8
| SPARE | [49 empty] | 5110-SSB-002 |  |  |  |  | 6 | 9
| SPARE | [49 empty] | 5110-SSB-002 |  |  |  |  | 6 | 10
| SPARE | [49 empty] | 5110-SSB-002 |  |  |  |  | 6 | 11
| SPARE | [49 empty] | 5110-SSB-002 |  |  |  |  | 6 | 12
| SPARE | [49 empty] | 5110-SSB-002 |  |  |  |  | 6 | 13
| SPARE | [49 empty] | 5110-SSB-002 |  |  |  |  | 6 | 14
| SPARE | [49 empty] | 5110-SSB-002 |  |  |  |  | 6 | 15
| SPARE | [49 empty] | 5110-SSB-002 |  |  |  |  | 6 | 16
| 5110-TT-692P |  | 5110-TD-692P | TEMPERATURE TRANSM. - HEAD MOUNT |  |  | AIRH | SIS | Field | [7 empty] | IS | 4503-GG-VD-BD018T0151P1003ABCD059 | 51-P-1003A | 51-P-1003 A to D | 51-P-1003_G1 | 5110-TT-692P/5110-SSB-003 | [28 empty] | 5110-SSB-003 |  |  |  |  | 1 | 1
| 5110-TT-693P |  | 5110-TD-693P | TEMPERATURE TRANSM. - HEAD MOUNT |  |  | AIRH | SIS | Field | [7 empty] | IS | 4503-GG-VD-BD018T0151P1003ABCD059 | 51-P-1003B | 51-P-1003 A to D | 51-P-1003_G1 | 5110-TT-693P/5110-SSB-003 | [28 empty] | 5110-SSB-003 |  |  |  |  | 1 | 2
| 5110-TT-762P |  | 5110-TD-762P | TEMPERATURE TRANSM. - HEAD MOUNT |  |  | AIRH | SIS | Field | [7 empty] | IS | 4503-GG-VD-BD018T0151P1006AB061 | 51-P-1006A | 51-P-1006 A/B | 51-P-1006_G1 | 5110-TT-762P/5110-SSB-003 | [28 empty] | 5110-SSB-003 |  |  |  |  | 1 | 3
| 5110-TT-763P |  | 5110-TD-763P | TEMPERATURE TRANSM. - HEAD MOUNT |  |  | AIRH | SIS | Field | [7 empty] | IS | 4503-GG-VD-BD018T0151P1006AB061 | 51-P-1006B | 51-P-1006 A/B | 51-P-1006_G1 | 5110-TT-763P/5110-SSB-003 | [28 empty] | 5110-SSB-003 |  |  |  |  | 1 | 4
| SPARE | [49 empty] | 5110-SSB-003 |  |  |  |  | 1 | 5
| SPARE | [49 empty] | 5110-SSB-003 |  |  |  |  | 1 | 6
| SPARE | [49 empty] | 5110-SSB-003 |  |  |  |  | 1 | 7
| SPARE | [49 empty] | 5110-SSB-003 |  |  |  |  | 1 | 8
| SPARE | [49 empty] | 5110-SSB-003 |  |  |  |  | 1 | 9
| SPARE | [49 empty] | 5110-SSB-003 |  |  |  |  | 1 | 10
| SPARE | [49 empty] | 5110-SSB-003 |  |  |  |  | 1 | 11
| SPARE | [49 empty] | 5110-SSB-003 |  |  |  |  | 1 | 12
| SPARE | [49 empty] | 5110-SSB-003 |  |  |  |  | 1 | 13
| SPARE | [49 empty] | 5110-SSB-003 |  |  |  |  | 1 | 14
| SPARE | [49 empty] | 5110-SSB-003 |  |  |  |  | 1 | 15
| SPARE | [49 empty] | 5110-SSB-003 |  |  |  |  | 1 | 16
| 5110-TT-694P |  | 5110-TD-694P | TEMPERATURE TRANSM. - HEAD MOUNT |  |  | AIRH | SIS | Field | [7 empty] | IS | 4503-GG-VD-BD018T0151P1003ABCD059 | 51-P-1003C | 51-P-1003 A to D | 51-P-1003_G2 | 5110-TT-694P/5110-SSB-003 | [28 empty] | 5110-SSB-003 |  |  |  |  | 2 | 1
| 5110-TT-695P |  | 5110-TD-695P | TEMPERATURE TRANSM. - HEAD MOUNT |  |  | AIRH | SIS | Field | [7 empty] | IS | 4503-GG-VD-BD018T0151P1003ABCD059 | 51-P-1003D | 51-P-1003 A to D | 51-P-1003_G2 | 5110-TT-695P/5110-SSB-003 | [28 empty] | 5110-SSB-003 |  |  |  |  | 2 | 2
| 5110-TT-764P |  | 5110-TD-764P | TEMPERATURE TRANSM. - HEAD MOUNT |  |  | AIRH | SIS | Field | [7 empty] | IS | 4503-GG-VD-BD018T0151P1006AB061 | 51-P-1006A | 51-P-1006 A/B | 51-P-1006_G2 | 5110-TT-764P/5110-SSB-003 | [28 empty] | 5110-SSB-003 |  |  |  |  | 2 | 3
| 5110-TT-765P |  | 5110-TD-765P | TEMPERATURE TRANSM. - HEAD MOUNT |  |  | AIRH | SIS | Field | [7 empty] | IS | 4503-GG-VD-BD018T0151P1006AB061 | 51-P-1006B | 51-P-1006 A/B | 51-P-1006_G2 | 5110-TT-765P/5110-SSB-003 | [28 empty] | 5110-SSB-003 |  |  |  |  | 2 | 4
| SPARE | [49 empty] | 5110-SSB-003 |  |  |  |  | 2 | 5
| SPARE | [49 empty] | 5110-SSB-003 |  |  |  |  | 2 | 6
| SPARE | [49 empty] | 5110-SSB-003 |  |  |  |  | 2 | 7
| SPARE | [49 empty] | 5110-SSB-003 |  |  |  |  | 2 | 8
| SPARE | [49 empty] | 5110-SSB-003 |  |  |  |  | 2 | 9
| SPARE | [49 empty] | 5110-SSB-003 |  |  |  |  | 2 | 10
| SPARE | [49 empty] | 5110-SSB-003 |  |  |  |  | 2 | 11
| SPARE | [49 empty] | 5110-SSB-003 |  |  |  |  | 2 | 12
| SPARE | [49 empty] | 5110-SSB-003 |  |  |  |  | 2 | 13
| SPARE | [49 empty] | 5110-SSB-003 |  |  |  |  | 2 | 14
| SPARE | [49 empty] | 5110-SSB-003 |  |  |  |  | 2 | 15
| SPARE | [49 empty] | 5110-SSB-003 |  |  |  |  | 2 | 16
| 5110-TT-696P |  | 5110-TD-696P | TEMPERATURE TRANSM. - HEAD MOUNT |  |  | AIRH | SIS | Field | [7 empty] | IS | 4503-GG-VD-BD018T0151P1003ABCD059 | 51-P-1003A | 51-P-1003 A to D | 51-P-1003_G3 | 5110-TT-696P/5110-SSB-003 | [28 empty] | 5110-SSB-003 |  |  |  |  | 3 | 1
| 5110-TT-697P |  | 5110-TD-697P | TEMPERATURE TRANSM. - HEAD MOUNT |  |  | AIRH | SIS | Field | [7 empty] | IS | 4503-GG-VD-BD018T0151P1003ABCD059 | 51-P-1003B | 51-P-1003 A to D | 51-P-1003_G3 | 5110-TT-697P/5110-SSB-003 | [28 empty] | 5110-SSB-003 |  |  |  |  | 3 | 2
| SPARE | [49 empty] | 5110-SSB-003 |  |  |  |  | 3 | 3
| SPARE | [49 empty] | 5110-SSB-003 |  |  |  |  | 3 | 4
| SPARE | [49 empty] | 5110-SSB-003 |  |  |  |  | 3 | 5
| SPARE | [49 empty] | 5110-SSB-003 |  |  |  |  | 3 | 6
| SPARE | [49 empty] | 5110-SSB-003 |  |  |  |  | 3 | 7
| SPARE | [49 empty] | 5110-SSB-003 |  |  |  |  | 3 | 8
| SPARE | [49 empty] | 5110-SSB-003 |  |  |  |  | 3 | 9
| SPARE | [49 empty] | 5110-SSB-003 |  |  |  |  | 3 | 10
| SPARE | [49 empty] | 5110-SSB-003 |  |  |  |  | 3 | 11
| SPARE | [49 empty] | 5110-SSB-003 |  |  |  |  | 3 | 12
| SPARE | [49 empty] | 5110-SSB-003 |  |  |  |  | 3 | 13
| SPARE | [49 empty] | 5110-SSB-003 |  |  |  |  | 3 | 14
| SPARE | [49 empty] | 5110-SSB-003 |  |  |  |  | 3 | 15
| SPARE | [49 empty] | 5110-SSB-003 |  |  |  |  | 3 | 16
| 5110-TT-698P |  | 5110-TD-698P | TEMPERATURE TRANSM. - HEAD MOUNT |  |  | AIRH | SIS | Field | [7 empty] | IS | 4503-GG-VD-BD018T0151P1003ABCD059 | 51-P-1003C | 51-P-1003 A to D | 51-P-1003_G4 | 5110-TT-698P/5110-SSB-003 | [28 empty] | 5110-SSB-003 |  |  |  |  | 4 | 1
| 5110-TT-751P |  | 5110-TD-751P | TEMPERATURE TRANSM. - HEAD MOUNT |  |  | AIRH | SIS | Field | [7 empty] | IS | 4503-GG-VD-BD018T0151P1003ABCD059 | 51-P-1003D | 51-P-1003 A to D | 51-P-1003_G4 | 5110-TT-751P/5110-SSB-003 | [28 empty] | 5110-SSB-003 |  |  |  |  | 4 | 2
| SPARE | [49 empty] | 5110-SSB-003 |  |  |  |  | 4 | 3
| SPARE | [49 empty] | 5110-SSB-003 |  |  |  |  | 4 | 4
| SPARE | [49 empty] | 5110-SSB-003 |  |  |  |  | 4 | 5
| SPARE | [49 empty] | 5110-SSB-003 |  |  |  |  | 4 | 6
| SPARE | [49 empty] | 5110-SSB-003 |  |  |  |  | 4 | 7
| SPARE | [49 empty] | 5110-SSB-003 |  |  |  |  | 4 | 8
| SPARE | [49 empty] | 5110-SSB-003 |  |  |  |  | 4 | 9
| SPARE | [49 empty] | 5110-SSB-003 |  |  |  |  | 4 | 10
| SPARE | [49 empty] | 5110-SSB-003 |  |  |  |  | 4 | 11
| SPARE | [49 empty] | 5110-SSB-003 |  |  |  |  | 4 | 12
| SPARE | [49 empty] | 5110-SSB-003 |  |  |  |  | 4 | 13
| SPARE | [49 empty] | 5110-SSB-003 |  |  |  |  | 4 | 14
| SPARE | [49 empty] | 5110-SSB-003 |  |  |  |  | 4 | 15
| SPARE | [49 empty] | 5110-SSB-003 |  |  |  |  | 4 | 16
| 5110-HZS-112B |  | 5110-HZ-112B | HAND SWITCH |  |  | DIR | SIS | Field | [7 empty] | IS | 4503-VZ-DM-T51102008 |  |  | 5110-HZ-112_G2 | 5110-HZS-112B/5120-SSB-001 | [28 empty] | 5120-SSB-001 |  |  |  |  | 1 | 1
| 5110-LZT-309B |  | 5110-LZ-309B | LEVEL TRANSM. - DP DIAPHRAGM CAPILLARY |  |  | AIRH | SIS | Field | [7 empty] | IS | 4503-VZ-DM-T51102009 | 51-R-1003 |  | 5110-LZ-309_G2 | 5110-LZT-309B/5120-SSB-001 | [28 empty] | 5120-SSB-001 |  |  |  |  | 1 | 2
| 5120-TT-751P |  | 5120-TD-751P | TEMPERATURE TRANSM. - HEAD MOUNT |  |  | AIRH | SIS | Field | [7 empty] | IS | 4503-GG-VD-BD018T0151P2002AB062 | 51-P-2002B | 51-P-2002 A/B | 51-P-2002_G2 | 5120-TT-751P/5120-SSB-001 | [28 empty] | 5120-SSB-001 |  |  |  |  | 1 | 3
| 5120-TT-752P |  | 5120-TD-752P | TEMPERATURE TRANSM. - HEAD MOUNT |  |  | AIRH | SIS | Field | [7 empty] | IS | 4503-GG-VD-BD018T0151P2002AB062 | 51-P-2002B | 51-P-2002 A/B | 51-P-2002_G2 | 5120-TT-752P/5120-SSB-001 | [28 empty] | 5120-SSB-001 |  |  |  |  | 1 | 4
| 5120-TT-755P |  | 5120-TD-755P | TEMPERATURE TRANSM. - HEAD MOUNT |  |  | AIRH | SIS | Field | [7 empty] | IS | 4503-GG-VD-BD018T0151P2004AB063 | 51-P-2004A | 51-P-2004 A/B | 51-P-2004_G2 | 5120-TT-755P/5120-SSB-001 | [28 empty] | 5120-SSB-001 |  |  |  |  | 1 | 5
| 5120-TT-756P |  | 5120-TD-756P | TEMPERATURE TRANSM. - HEAD MOUNT |  |  | AIRH | SIS | Field | [7 empty] | IS | 4503-GG-VD-BD018T0151P2004AB063 | 51-P-2004B | 51-P-2004 A/B | 51-P-2004_G2 | 5120-TT-756P/5120-SSB-001 | [28 empty] | 5120-SSB-001 |  |  |  |  | 1 | 6
| 5120-TT-759P |  | 5120-TD-759P | TEMPERATURE TRANSM. - HEAD MOUNT |  |  | AIRH | SIS | Field | [7 empty] | IS | 4503-GG-VD-BD018T0151P2006AB064 | 51-P-2006A | 51-P-2006 A/B | 51-P-2006_G2 | 5120-TT-759P/5120-SSB-001 | [28 empty] | 5120-SSB-001 |  |  |  |  | 1 | 7
| 5120-TT-760P |  | 5120-TD-760P | TEMPERATURE TRANSM. - HEAD MOUNT |  |  | AIRH | SIS | Field | [7 empty] | IS | 4503-GG-VD-BD018T0151P2006AB064 | 51-P-2006B | 51-P-2006 A/B | 51-P-2006_G2 | 5120-TT-760P/5120-SSB-001 | [28 empty] | 5120-SSB-001 |  |  |  |  | 1 | 8
| 5120-TT-763P |  | 5120-TD-763P | TEMPERATURE TRANSM. - HEAD MOUNT |  |  | AIRH | SIS | Field | [7 empty] | IS | 4503-GG-VD-BD018T0151P2007ABC065 | 51-P-2007C | 51-P-2007 A/B/C | 51-P-2007_G2 | 5120-TT-763P/5120-SSB-001 | [28 empty] | 5120-SSB-001 |  |  |  |  | 1 | 9
| 5120-TT-764P |  | 5120-TD-764P | TEMPERATURE TRANSM. - HEAD MOUNT |  |  | AIRH | SIS | Field | [7 empty] | IS | 4503-GG-VD-BD018T0151P2007ABC065 | 51-P-2007A | 51-P-2007 A/B/C | 51-P-2007_G2 | 5120-TT-764P/5120-SSB-001 | [28 empty] | 5120-SSB-001 |  |  |  |  | 1 | 10
| 5110-LZT-313 |  | 5110-LZ-313 | LEVEL TRANSM. - DP EXT. DIAPHRAGM CAP. |  |  | AIRH | SIS | Field | [7 empty] | IS | 4503-VZ-DM-T51102018 | 51-V-1008 |  |  | 5110-LZT-313/5120-SSB-001 | [28 empty] | 5120-SSB-001 |  |  |  |  | 1 | 11
| 5110-PZT-481 |  | 5110-PZ-481 | PRESSURE TRANSMITTER |  |  | AIRH | SIS | Field | [7 empty] | IS | 4503-VZ-DM-T51102017 |  |  |  | 5110-PZT-481/5120-SSB-001 | [28 empty] | 5120-SSB-001 |  |  |  |  | 1 | 12
| 5110-TT-757P |  | 5110-TD-757P | TEMPERATURE TRANSM. - HEAD MOUNT |  |  | AIRH | SIS | Field | [7 empty] | IS | 4503-GG-VD-BD018T0151P1004AS060 | 51-P-1004A | 51-P-1004 A/S |  | 5110-TT-757P/5120-SSB-001 | [28 empty] | 5120-SSB-001 |  |  |  |  | 1 | 13
| 5110-TT-758P |  | 5110-TD-758P | TEMPERATURE TRANSM. - HEAD MOUNT |  |  | AIRH | SIS | Field | [7 empty] | IS | 4503-GG-VD-BD018T0151P1004AS060 | 51-P-1004A | 51-P-1004 A/S |  | 5110-TT-758P/5120-SSB-001 | [28 empty] | 5120-SSB-001 |  |  |  |  | 1 | 14
| 5110-XZZSC-825 |  | 5110-XZ-825 | LIMIT SWITCH - CLOSE |  |  | DIR | SIS | Field | [7 empty] | IS | 4503-VZ-DM-T51102009 |  |  |  | 5110-XZZSC-825/5120-SSB-001 | [28 empty] | 5120-SSB-001 |  |  |  |  | 1 | 15
| 5110-XZZSO-825 |  | 5110-XZ-825 | LIMIT SWITCH - OPEN |  |  | DIR | SIS | Field | [7 empty] | IS | 4503-VZ-DM-T51102009 |  |  |  | 5110-XZZSO-825/5120-SSB-001 | [28 empty] | 5120-SSB-001 |  |  |  |  | 1 | 16
| 5110-LZT-309A |  | 5110-LZ-309A | LEVEL TRANSM. - DP DIAPHRAGM CAPILLARY |  |  | AIRH | SIS | Field | [7 empty] | IS | 4503-VZ-DM-T51102009 | 51-R-1003 |  | 5110-LZ-309_G1 | 5110-LZT-309A/5120-SSB-001 | [28 empty] | 5120-SSB-001 |  |  |  |  | 2 | 1
| 5110-LZT-311A |  | 5110-LZ-311A | LEVEL TRANSM. - DP EXT. DIAPHRAGM CAP. |  |  | AIRH | SIS | Field | [7 empty] | IS | 4503-VZ-DM-T51102017 | 51-V-1006 |  | 5110-LZ-311_G1 | 5110-LZT-311A/5120-SSB-001 | [28 empty] | 5120-SSB-001 |  |  |  |  | 2 | 2
| 5110-LZT-311B |  | 5110-LZ-311B | LEVEL TRANSM. - DP EXT. DIAPHRAGM CAP. |  |  | AIRH | SIS | Field | [7 empty] | IS | 4503-VZ-DM-T51102017 | 51-V-1006 |  | 5110-LZ-311_G1 | 5110-LZT-311B/5120-SSB-001 | [28 empty] | 5120-SSB-001 |  |  |  |  | 2 | 3
| 5110-PZT-432A |  | 5110-PZ-432A | PRESSURE TRANSMITTER - DIAPHRAGM |  |  | AIRH | SIS | Field | [7 empty] | IS | 4503-VZ-DM-T51102009 |  |  | 5110-PZ-432_G1 | 5110-PZT-432A/5120-SSB-001 | [28 empty] | 5120-SSB-001 |  |  |  |  | 2 | 4
| 5110-PZT-432B |  | 5110-PZ-432B | PRESSURE TRANSMITTER - DIAPHRAGM |  |  | AIRH | SIS | Field | [7 empty] | IS | 4503-VZ-DM-T51102009 |  |  | 5110-PZ-432_G1 | 5110-PZT-432B/5120-SSB-001 | [28 empty] | 5120-SSB-001 |  |  |  |  | 2 | 5
| 5120-TT-677P |  | 5120-TD-677P | TEMPERATURE TRANSM. - HEAD MOUNT |  |  | AIRH | SIS | Field | [7 empty] | IS | 4503-GG-VD-BD018T0151P2002AB062 | 51-P-2002A | 51-P-2002 A/B | 51-P-2002_G1 | 5120-TT-677P/5120-SSB-001 | [28 empty] | 5120-SSB-001 |  |  |  |  | 2 | 6
| 5120-TT-681P |  | 5120-TD-681P | TEMPERATURE TRANSM. - HEAD MOUNT |  |  | AIRH | SIS | Field | [7 empty] | IS | 4503-GG-VD-BD018T0151P2002AB062 | 51-P-2002A | 51-P-2002 A/B | 51-P-2002_G1 | 5120-TT-681P/5120-SSB-001 | [28 empty] | 5120-SSB-001 |  |  |  |  | 2 | 7
| 5120-TT-753P |  | 5120-TD-753P | TEMPERATURE TRANSM. - HEAD MOUNT |  |  | AIRH | SIS | Field | [7 empty] | IS | 4503-GG-VD-BD018T0151P2004AB063 | 51-P-2004A | 51-P-2004 A/B | 51-P-2004_G1 | 5120-TT-753P/5120-SSB-001 | [28 empty] | 5120-SSB-001 |  |  |  |  | 2 | 8
| 5120-TT-754P |  | 5120-TD-754P | TEMPERATURE TRANSM. - HEAD MOUNT |  |  | AIRH | SIS | Field | [7 empty] | IS | 4503-GG-VD-BD018T0151P2004AB063 | 51-P-2004B | 51-P-2004 A/B | 51-P-2004_G1 | 5120-TT-754P/5120-SSB-001 | [28 empty] | 5120-SSB-001 |  |  |  |  | 2 | 9
| 5120-TT-757P |  | 5120-TD-757P | TEMPERATURE TRANSM. - HEAD MOUNT |  |  | AIRH | SIS | Field | [7 empty] | IS | 4503-GG-VD-BD018T0151P2006AB064 | 51-P-2006A | 51-P-2006 A/B | 51-P-2006_G1 | 5120-TT-757P/5120-SSB-001 | [28 empty] | 5120-SSB-001 |  |  |  |  | 2 | 10
| 5120-TT-758P |  | 5120-TD-758P | TEMPERATURE TRANSM. - HEAD MOUNT |  |  | AIRH | SIS | Field | [7 empty] | IS | 4503-GG-VD-BD018T0151P2006AB064 | 51-P-2006B | 51-P-2006 A/B | 51-P-2006_G1 | 5120-TT-758P/5120-SSB-001 | [28 empty] | 5120-SSB-001 |  |  |  |  | 2 | 11
| 5120-TT-761P |  | 5120-TD-761P | TEMPERATURE TRANSM. - HEAD MOUNT |  |  | AIRH | SIS | Field | [7 empty] | IS | 4503-GG-VD-BD018T0151P2007ABC065 | 51-P-2007A | 51-P-2007 A/B/C | 51-P-2007_G1 | 5120-TT-761P/5120-SSB-001 | [28 empty] | 5120-SSB-001 |  |  |  |  | 2 | 12
| 5120-TT-762P |  | 5120-TD-762P | TEMPERATURE TRANSM. - HEAD MOUNT |  |  | AIRH | SIS | Field | [7 empty] | IS | 4503-GG-VD-BD018T0151P2007ABC065 | 51-P-2007B | 51-P-2007 A/B/C | 51-P-2007_G1 | 5120-TT-762P/5120-SSB-001 | [28 empty] | 5120-SSB-001 |  |  |  |  | 2 | 13
| 5110-XZZSO-826 |  | 5110-XZ-826 | LIMIT SWITCH - OPEN |  |  | DIR | SIS | Field | [7 empty] | IS | 4503-VZ-DM-T51102009 |  |  |  | 5110-XZZSO-826/5120-SSB-001 | [28 empty] | 5120-SSB-001 |  |  |  |  | 2 | 14
| 5110-XZZSC-826 |  | 5110-XZ-826 | LIMIT SWITCH - CLOSE |  |  | DIR | SIS | Field | [7 empty] | IS | 4503-VZ-DM-T51102009 |  |  |  | 5110-XZZSC-826/5120-SSB-001 | [28 empty] | 5120-SSB-001 |  |  |  |  | 2 | 15
| 5110-XZZSC-827 |  | 5110-XZ-827 | LIMIT SWITCH - CLOSE |  |  | DIR | SIS | Field | [7 empty] | IS | 4503-VZ-DM-T51102009 |  |  |  | 5110-XZZSC-827/5120-SSB-001 | [28 empty] | 5120-SSB-001 |  |  |  |  | 2 | 16
| 5110-LZT-309C |  | 5110-LZ-309C | LEVEL TRANSM. - DP DIAPHRAGM CAPILLARY |  |  | AIRH | SIS | Field | [7 empty] | IS | 4503-VZ-DM-T51102009 | 51-R-1003 |  | 5110-LZ-309_G3 | 5110-LZT-309C/5120-SSB-001 | [28 empty] | 5120-SSB-001 |  |  |  |  | 3 | 1
| 5120-TT-765P |  | 5120-TD-765P | TEMPERATURE TRANSM. - HEAD MOUNT |  |  | AIRH | SIS | Field | [7 empty] | IS | 4503-GG-VD-BD018T0151P2007ABC065 | 51-P-2007B | 51-P-2007 A/B/C | 51-P-2007_G3 | 5120-TT-765P/5120-SSB-001 | [28 empty] | 5120-SSB-001 |  |  |  |  | 3 | 2
| 5120-TT-766P |  | 5120-TD-766P | TEMPERATURE TRANSM. - HEAD MOUNT |  |  | AIRH | SIS | Field | [7 empty] | IS | 4503-GG-VD-BD018T0151P2007ABC065 | 51-P-2007C | 51-P-2007 A/B/C | 51-P-2007_G3 | 5120-TT-766P/5120-SSB-001 | [28 empty] | 5120-SSB-001 |  |  |  |  | 3 | 3
| 5110-XZZSO-827 |  | 5110-XZ-827 | LIMIT SWITCH - OPEN |  |  | DIR | SIS | Field | [7 empty] | IS | 4503-VZ-DM-T51102009 |  |  |  | 5110-XZZSO-827/5120-SSB-001 | [28 empty] | 5120-SSB-001 |  |  |  |  | 3 | 4
| 5110-XZZSC-828 |  | 5110-XZ-828 | LIMIT SWITCH - CLOSE |  |  | DIR | SIS | Field | [7 empty] | IS | 4503-VZ-DM-T51102009 |  |  |  | 5110-XZZSC-828/5120-SSB-001 | [28 empty] | 5120-SSB-001 |  |  |  |  | 3 | 5
| 5110-XZZSO-828 |  | 5110-XZ-828 | LIMIT SWITCH - OPEN |  |  | DIR | SIS | Field | [7 empty] | IS | 4503-VZ-DM-T51102009 |  |  |  | 5110-XZZSO-828/5120-SSB-001 | [28 empty] | 5120-SSB-001 |  |  |  |  | 3 | 6
| 5110-XZZSC-829 |  | 5110-XZ-829 | LIMIT SWITCH - CLOSE |  |  | DIR | SIS | Field | [7 empty] | IS | 4503-VZ-DM-T51102009 |  |  |  | 5110-XZZSC-829/5120-SSB-001 | [28 empty] | 5120-SSB-001 |  |  |  |  | 3 | 7
| 5110-XZZSO-829 |  | 5110-XZ-829 | LIMIT SWITCH - OPEN |  |  | DIR | SIS | Field | [7 empty] | IS | 4503-VZ-DM-T51102009 |  |  |  | 5110-XZZSO-829/5120-SSB-001 | [28 empty] | 5120-SSB-001 |  |  |  |  | 3 | 8
| 5110-XZZSC-830 |  | 5110-XZ-830 | LIMIT SWITCH - CLOSE |  |  | DIR | SIS | Field | [7 empty] | IS | 4503-VZ-DM-T51102009 |  |  |  | 5110-XZZSC-830/5120-SSB-001 | [28 empty] | 5120-SSB-001 |  |  |  |  | 3 | 9
| 5110-XZZSO-830 |  | 5110-XZ-830 | LIMIT SWITCH - OPEN |  |  | DIR | SIS | Field | [7 empty] | IS | 4503-VZ-DM-T51102009 |  |  |  | 5110-XZZSO-830/5120-SSB-001 | [28 empty] | 5120-SSB-001 |  |  |  |  | 3 | 10
| 5110-XZZSC-831 |  | 5110-XZ-831 | LIMIT SWITCH - CLOSE |  |  | DIR | SIS | Field | [7 empty] | IS | 4503-VZ-DM-T51102009 |  |  |  | 5110-XZZSC-831/5120-SSB-001 | [28 empty] | 5120-SSB-001 |  |  |  |  | 3 | 11
| 5110-XZZSO-831 |  | 5110-XZ-831 | LIMIT SWITCH - OPEN |  |  | DIR | SIS | Field | [7 empty] | IS | 4503-VZ-DM-T51102009 |  |  |  | 5110-XZZSO-831/5120-SSB-001 | [28 empty] | 5120-SSB-001 |  |  |  |  | 3 | 12
| 5110-XZZSC-832 |  | 5110-XZ-832 | LIMIT SWITCH - CLOSE |  |  | DIR | SIS | Field | [7 empty] | IS | 4503-VZ-DM-T51102009 |  |  |  | 5110-XZZSC-832/5120-SSB-001 | [28 empty] | 5120-SSB-001 |  |  |  |  | 3 | 13
| 5110-XZZSO-832 |  | 5110-XZ-832 | LIMIT SWITCH - OPEN |  |  | DIR | SIS | Field | [7 empty] | IS | 4503-VZ-DM-T51102009 |  |  |  | 5110-XZZSO-832/5120-SSB-001 | [28 empty] | 5120-SSB-001 |  |  |  |  | 3 | 14
| 5110-XZZSC-833 |  | 5110-XZ-833 | LIMIT SWITCH - CLOSE |  |  | DIR | SIS | Field | [7 empty] | IS | 4503-VZ-DM-T51102009 |  |  |  | 5110-XZZSC-833/5120-SSB-001 | [28 empty] | 5120-SSB-001 |  |  |  |  | 3 | 15
| 5110-XZZSO-833 |  | 5110-XZ-833 | LIMIT SWITCH - OPEN |  |  | DIR | SIS | Field | [7 empty] | IS | 4503-VZ-DM-T51102009 |  |  |  | 5110-XZZSO-833/5120-SSB-001 | [28 empty] | 5120-SSB-001 |  |  |  |  | 3 | 16
| 5110-XZZSC-834 |  | 5110-XZ-834 | LIMIT SWITCH - CLOSE |  |  | DIR | SIS | Field | [7 empty] | IS | 4503-VZ-DM-T51102009 |  |  |  | 5110-XZZSC-834/5120-SSB-001 | [28 empty] | 5120-SSB-001 |  |  |  |  | 4 | 1
| 5110-XZZSO-834 |  | 5110-XZ-834 | LIMIT SWITCH - OPEN |  |  | DIR | SIS | Field | [7 empty] | IS | 4503-VZ-DM-T51102009 |  |  |  | 5110-XZZSO-834/5120-SSB-001 | [28 empty] | 5120-SSB-001 |  |  |  |  | 4 | 2
| 5110-XZZSC-836 |  | 5110-XZ-836 | LIMIT SWITCH - CLOSE |  |  | DIR | SIS | Field | [7 empty] | IS | 4503-VZ-DM-T51102033 |  |  |  | 5110-XZZSC-836/5120-SSB-001 | [28 empty] | 5120-SSB-001 |  |  |  |  | 4 | 3
| 5110-XZZSO-836 |  | 5110-XZ-836 | LIMIT SWITCH - OPEN |  |  | DIR | SIS | Field | [7 empty] | IS | 4503-VZ-DM-T51102033 |  |  |  | 5110-XZZSO-836/5120-SSB-001 | [28 empty] | 5120-SSB-001 |  |  |  |  | 4 | 4
| 5110-XZZSC-840 |  | 5110-XZ-840 | LIMIT SWITCH - CLOSE |  |  | DIR | SIS | Field | [7 empty] | IS | 4503-VZ-DM-T51102008 |  |  |  | 5110-XZZSC-840/5120-SSB-001 | [28 empty] | 5120-SSB-001 |  |  |  |  | 4 | 5
| 5110-XZZSO-840 |  | 5110-XZ-840 | LIMIT SWITCH - OPEN |  |  | DIR | SIS | Field | [7 empty] | IS | 4503-VZ-DM-T51102008 |  |  |  | 5110-XZZSO-840/5120-SSB-001 | [28 empty] | 5120-SSB-001 |  |  |  |  | 4 | 6
| 5110-XZZSC-850 |  | 5110-XZ-850 | LIMIT SWITCH - CLOSE |  |  | DIR | SIS | Field | [7 empty] | IS | 4503-VZ-DM-T51102009 |  |  |  | 5110-XZZSC-850/5120-SSB-001 | [28 empty] | 5120-SSB-001 |  |  |  |  | 4 | 7
| 5110-XZZSO-850 |  | 5110-XZ-850 | LIMIT SWITCH - OPEN |  |  | DIR | SIS | Field | [7 empty] | IS | 4503-VZ-DM-T51102009 |  |  |  | 5110-XZZSO-850/5120-SSB-001 | [28 empty] | 5120-SSB-001 |  |  |  |  | 4 | 8
| 5120-PZT-565 |  | 5120-PZ-565 | PRESSURE TRANSMITTER |  |  | AIRH | SIS | Field | [7 empty] | IS | 4503-VZ-DM-T51202002 |  |  |  | 5120-PZT-565/5120-SSB-001 | [28 empty] | 5120-SSB-001 |  |  |  |  | 4 | 9
| 5120-PZT-566 |  | 5120-PZ-566 | PRESSURE TRANSMITTER |  |  | AIRH | SIS | Field | [7 empty] | IS | 4503-VZ-DM-T51202004 |  |  |  | 5120-PZT-566/5120-SSB-001 | [28 empty] | 5120-SSB-001 |  |  |  |  | 4 | 10
| 5120-XZZSC-848 |  | 5120-XZ-848 | LIMIT SWITCH - CLOSE |  |  | DIR | SIS | Field | [7 empty] | IS | 4503-VZ-DM-T51202002 |  |  |  | 5120-XZZSC-848/5120-SSB-001 | [28 empty] | 5120-SSB-001 |  |  |  |  | 4 | 11
| 5120-XZZSO-848 |  | 5120-XZ-848 | LIMIT SWITCH - OPEN |  |  | DIR | SIS | Field | [7 empty] | IS | 4503-VZ-DM-T51202002 |  |  |  | 5120-XZZSO-848/5120-SSB-001 | [28 empty] | 5120-SSB-001 |  |  |  |  | 4 | 12
| 5120-XZZSC-851 |  | 5120-XZ-851 | LIMIT SWITCH - CLOSE |  |  | DIR | SIS | Field | [7 empty] | IS | 4503-VZ-DM-T51202003 |  |  |  | 5120-XZZSC-851/5120-SSB-001 | [28 empty] | 5120-SSB-001 |  |  |  |  | 4 | 13
| 5120-XZZSO-851 |  | 5120-XZ-851 | LIMIT SWITCH - OPEN |  |  | DIR | SIS | Field | [7 empty] | IS | 4503-VZ-DM-T51202003 |  |  |  | 5120-XZZSO-851/5120-SSB-001 | [28 empty] | 5120-SSB-001 |  |  |  |  | 4 | 14
| 5110-TZT-629BP |  | 5110-TZ-629BP | TEMPERATURE TRANSM. - HEAD MOUNT |  |  | AIRH | SIS | Field | [7 empty] | IS | 4503-CE-VD-BD087T0251E1004001 | 51-E-1004 | 51-E-1004 |  | 5110-TZT-629BP/5120-SSB-001 | [28 empty] | 5120-SSB-001 |  |  |  |  | 4 | 15
| 5110-TZT-629CP |  | 5110-TZ-629CP | TEMPERATURE TRANSM. - HEAD MOUNT |  |  | AIRH | SIS | Field | [7 empty] | IS | 4503-CE-VD-BD087T0251E1004001 | 51-E-1004 | 51-E-1004 |  | 5110-TZT-629CP/5120-SSB-001 | [28 empty] | 5120-SSB-001 |  |  |  |  | 4 | 16
| SPARE | [49 empty] | 5120-SSB-001 |  |  |  |  | 5 | 1
| SPARE | [49 empty] | 5120-SSB-001 |  |  |  |  | 5 | 2
| SPARE | [49 empty] | 5120-SSB-001 |  |  |  |  | 5 | 3
| SPARE | [49 empty] | 5120-SSB-001 |  |  |  |  | 5 | 4
| SPARE | [49 empty] | 5120-SSB-001 |  |  |  |  | 5 | 5
| SPARE | [49 empty] | 5120-SSB-001 |  |  |  |  | 5 | 6
| SPARE | [49 empty] | 5120-SSB-001 |  |  |  |  | 5 | 7
| SPARE | [49 empty] | 5120-SSB-001 |  |  |  |  | 5 | 8
| SPARE | [49 empty] | 5120-SSB-001 |  |  |  |  | 5 | 9
| SPARE | [49 empty] | 5120-SSB-001 |  |  |  |  | 5 | 10
| SPARE | [49 empty] | 5120-SSB-001 |  |  |  |  | 5 | 11
| SPARE | [49 empty] | 5120-SSB-001 |  |  |  |  | 5 | 12
| SPARE | [49 empty] | 5120-SSB-001 |  |  |  |  | 5 | 13
| SPARE | [49 empty] | 5120-SSB-001 |  |  |  |  | 5 | 14
| SPARE | [49 empty] | 5120-SSB-001 |  |  |  |  | 5 | 15
| SPARE | [49 empty] | 5120-SSB-001 |  |  |  |  | 5 | 16
| SPARE | [49 empty] | 5120-SSB-001 |  |  |  |  | 6 | 1
| SPARE | [49 empty] | 5120-SSB-001 |  |  |  |  | 6 | 2
| SPARE | [49 empty] | 5120-SSB-001 |  |  |  |  | 6 | 3
| SPARE | [49 empty] | 5120-SSB-001 |  |  |  |  | 6 | 4
| SPARE | [49 empty] | 5120-SSB-001 |  |  |  |  | 6 | 5
| SPARE | [49 empty] | 5120-SSB-001 |  |  |  |  | 6 | 6
| SPARE | [49 empty] | 5120-SSB-001 |  |  |  |  | 6 | 7
| SPARE | [49 empty] | 5120-SSB-001 |  |  |  |  | 6 | 8
| SPARE | [49 empty] | 5120-SSB-001 |  |  |  |  | 6 | 9
| SPARE | [49 empty] | 5120-SSB-001 |  |  |  |  | 6 | 10
| SPARE | [49 empty] | 5120-SSB-001 |  |  |  |  | 6 | 11
| SPARE | [49 empty] | 5120-SSB-001 |  |  |  |  | 6 | 12
| SPARE | [49 empty] | 5120-SSB-001 |  |  |  |  | 6 | 13
| SPARE | [49 empty] | 5120-SSB-001 |  |  |  |  | 6 | 14
| SPARE | [49 empty] | 5120-SSB-001 |  |  |  |  | 6 | 15
| SPARE | [49 empty] | 5120-SSB-001 |  |  |  |  | 6 | 16
| 5110-XZY-843 |  | 5110-XZ-843 | SOLENOID VALVE |  |  | DOR | SIS | Field | [7 empty] | NIS | 4503-VZ-DM-T51102022 |  |  |  | 5110-XZY-843/6190-SSB-001 | [28 empty] | 5120-SSB-002 |  |  |  |  | 1 | 1
| 5110-XZY-844 |  | 5110-XZ-844 | SOLENOID VALVE |  |  | DOR | SIS | Field | [7 empty] | NIS | 4503-VZ-DM-T51102022 |  |  |  | 5110-XZY-844/6190-SSB-001 | [28 empty] | 5120-SSB-002 |  |  |  |  | 1 | 2
| 5110-XZY-850 |  | 5110-XZ-850 | SOLENOID VALVE |  |  | DOR | SIS | Field | [7 empty] | NIS | 4503-VZ-DM-T51102009 |  |  |  | 5110-XZY-850/6190-SSB-001 | [28 empty] | 5120-SSB-002 |  |  |  |  | 1 | 3
| 5120-XZY-801 |  | 5120-XZ-801 | SOLENOID VALVE |  |  | DOR | SIS | Field | [7 empty] | NIS | 4503-VZ-DM-T51202008 |  |  |  | 5120-XZY-801/6190-SSB-001 | [28 empty] | 5120-SSB-002 |  |  |  |  | 1 | 4
| 5120-XZY-803 |  | 5120-XZ-803 | SOLENOID VALVE |  |  | DOR | SIS | Field | [7 empty] | NIS | 4503-VZ-DM-T51202006 |  |  |  | 5120-XZY-803/6190-SSB-001 | [28 empty] | 5120-SSB-002 |  |  |  |  | 1 | 5
| 5120-XZY-804 |  | 5120-XZ-804 | SOLENOID VALVE |  |  | DOR | SIS | Field | [7 empty] | NIS | 4503-VZ-DM-T51202006 |  |  |  | 5120-XZY-804/6190-SSB-001 | [28 empty] | 5120-SSB-002 |  |  |  |  | 1 | 6
| 5120-XZY-845 |  | 5120-XZ-845 | SOLENOID VALVE |  |  | DOR | SIS | Field | [7 empty] | NIS | 4503-VZ-DM-T51202001 |  |  |  | 5120-XZY-845/6190-SSB-001 | [28 empty] | 5120-SSB-002 |  |  |  |  | 1 | 7
| 5120-XZY-848 |  | 5120-XZ-848 | SOLENOID VALVE |  |  | DOR | SIS | Field | [7 empty] | NIS | 4503-VZ-DM-T51202002 |  |  |  | 5120-XZY-848/6190-SSB-001 | [28 empty] | 5120-SSB-002 |  |  |  |  | 1 | 8
| 5120-XZY-851 |  | 5120-XZ-851 | SOLENOID VALVE |  |  | DOR | SIS | Field | [7 empty] | NIS | 4503-VZ-DM-T51202003 |  |  |  | 5120-XZY-851/6190-SSB-001 | [28 empty] | 5120-SSB-002 |  |  |  |  | 1 | 9
| 5120-XZY-852 |  | 5120-XZ-852 | SOLENOID VALVE |  |  | DOR | SIS | Field | [7 empty] | NIS | 4503-VZ-DM-T51202006 |  |  |  | 5120-XZY-852/6190-SSB-001 | [28 empty] | 5120-SSB-002 |  |  |  |  | 1 | 10
| 5120-XZY-853 |  | 5120-XZ-853 | SOLENOID VALVE |  |  | DOR | SIS | Field | [7 empty] | NIS | 4503-VZ-DM-T51202006 |  |  |  | 5120-XZY-853/6190-SSB-001 | [28 empty] | 5120-SSB-002 |  |  |  |  | 1 | 11
| 5120-XZY-854 |  | 5120-XZ-854 | SOLENOID VALVE |  |  | DOR | SIS | Field | [7 empty] | NIS | 4503-VZ-DM-T51202006 |  |  |  | 5120-XZY-854/6190-SSB-001 | [28 empty] | 5120-SSB-002 |  |  |  |  | 1 | 12
| 5110-HZS-173B |  | 5110-XZ-838 | HAND SWITCH |  |  | DIR | SIS | Field | [7 empty] | NIS | 4503-VZ-DM-T51102021 |  |  |  | 5110-HZS-173B/5120-SSB-002 | [28 empty] | 5120-SSB-002 |  |  |  |  | 1 | 13
| 5120-XZY-856 |  | 5120-XZ-856 | SOLENOID VALVE |  |  | DOR | SIS | Field | [7 empty] | NIS | 4503-VZ-DM-T51202003 |  |  |  | 5120-XZY-856/6190-SSB-001 | [28 empty] | 5120-SSB-002 |  |  |  |  | 1 | 14
| 5120-XZY-857 |  | 5120-XZ-857 | SOLENOID VALVE |  |  | DOR | SIS | Field | [7 empty] | NIS | 4503-VZ-DM-T51202006 |  |  |  | 5120-XZY-857/6190-SSB-001 | [28 empty] | 5120-SSB-002 |  |  |  |  | 1 | 15
| 5120-XZY-860 |  | 5120-XZ-860 | SOLENOID VALVE |  |  | DOR | SIS | Field | [7 empty] | NIS | 4503-VZ-DM-T51202003 |  |  |  | 5120-XZY-860/6190-SSB-001 | [28 empty] | 5120-SSB-002 |  |  |  |  | 1 | 16
| 5120-HZS-123B |  | 5120-HZ-123 | HAND SWITCH |  |  | DIR | SIS | Field | [7 empty] | NIS | 4503-VZ-DM-T51202006 |  |  |  | 5120-HZS-123B/5120-SSB-002 | [28 empty] | 5120-SSB-002 |  |  |  |  | 2 | 1
| 5120-HZS-105B |  | 5120-XZ-854 | HAND SWITCH |  |  | DIR | SIS | Field | [7 empty] | NIS | 4503-VZ-DM-T51202006 |  |  |  | 5120-HZS-105B/5120-SSB-002 | [28 empty] | 5120-SSB-002 |  |  |  |  | 2 | 2
| 5199-XZY-809 |  | 5199-XZ-809 | SOLENOID VALVE |  |  | DOR | SIS | Field | [7 empty] | NIS | 4503-VZ-DM-T51992001 |  |  |  | 5199-XZY-809/5120-SSB-002 | [28 empty] | 5120-SSB-002 |  |  |  |  | 2 | 3
| 5199-XZY-810 |  | 5199-XZ-810 | SOLENOID VALVE |  |  | DOR | SIS | Field | [7 empty] | NIS | 4503-VZ-DM-T51992001 |  |  |  | 5199-XZY-810/5120-SSB-002 | [28 empty] | 5120-SSB-002 |  |  |  |  | 2 | 4
| 5199-XZY-815 |  | 5199-XZ-815 | SOLENOID VALVE |  |  | DOR | SIS | Field | [7 empty] | NIS | 4503-VZ-DM-T51992001 |  |  |  | 5199-XZY-815/5120-SSB-002 | [28 empty] | 5120-SSB-002 |  |  |  |  | 2 | 5
| 5199-XZY-818 |  | 5199-XZ-818 | SOLENOID VALVE |  |  | DOR | SIS | Field | [7 empty] | NIS | 4503-VZ-DM-T51992001 |  |  |  | 5199-XZY-818/5120-SSB-002 | [28 empty] | 5120-SSB-002 |  |  |  |  | 2 | 6
| 5199-XZY-819 |  | 5199-XZ-819 | SOLENOID VALVE |  |  | DOR | SIS | Field | [7 empty] | NIS | 4503-VZ-DM-T51992001 |  |  |  | 5199-XZY-819/5120-SSB-002 | [28 empty] | 5120-SSB-002 |  |  |  |  | 2 | 7
| 5199-XZY-821 |  | 5199-XZ-821 | SOLENOID VALVE |  |  | DOR | SIS | Field | [7 empty] | NIS | 4503-VZ-DM-T51992001 |  |  |  | 5199-XZY-821/5120-SSB-002 | [28 empty] | 5120-SSB-002 |  |  |  |  | 2 | 8
| 5199-XZY-825 |  | 5199-XZ-825 | SOLENOID VALVE |  |  | DOR | SIS | Field | [7 empty] | NIS | 4503-VZ-DM-T51992001 |  |  |  | 5199-XZY-825/5120-SSB-002 | [28 empty] | 5120-SSB-002 |  |  |  |  | 2 | 9
| SPARE | [49 empty] | 5120-SSB-002 |  |  |  |  | 2 | 10
| SPARE | [49 empty] | 5120-SSB-002 |  |  |  |  | 2 | 11
| SPARE | [49 empty] | 5120-SSB-002 |  |  |  |  | 2 | 12
| SPARE | [49 empty] | 5120-SSB-002 |  |  |  |  | 2 | 13
| SPARE | [49 empty] | 5120-SSB-002 |  |  |  |  | 2 | 14
| SPARE | [49 empty] | 5120-SSB-002 |  |  |  |  | 2 | 15
| SPARE | [49 empty] | 5120-SSB-002 |  |  |  |  | 2 | 16
| SPARE | [49 empty] | 5120-SSB-002 |  |  |  |  | 3 | 1
| SPARE | [49 empty] | 5120-SSB-002 |  |  |  |  | 3 | 2
| SPARE | [49 empty] | 5120-SSB-002 |  |  |  |  | 3 | 3
| SPARE | [49 empty] | 5120-SSB-002 |  |  |  |  | 3 | 4
| SPARE | [49 empty] | 5120-SSB-002 |  |  |  |  | 3 | 5
| SPARE | [49 empty] | 5120-SSB-002 |  |  |  |  | 3 | 6
| SPARE | [49 empty] | 5120-SSB-002 |  |  |  |  | 3 | 7
| SPARE | [49 empty] | 5120-SSB-002 |  |  |  |  | 3 | 8
| SPARE | [49 empty] | 5120-SSB-002 |  |  |  |  | 3 | 9
| SPARE | [49 empty] | 5120-SSB-002 |  |  |  |  | 3 | 10
| SPARE | [49 empty] | 5120-SSB-002 |  |  |  |  | 3 | 11
| SPARE | [49 empty] | 5120-SSB-002 |  |  |  |  | 3 | 12
| SPARE | [49 empty] | 5120-SSB-002 |  |  |  |  | 3 | 13
| SPARE | [49 empty] | 5120-SSB-002 |  |  |  |  | 3 | 14
| SPARE | [49 empty] | 5120-SSB-002 |  |  |  |  | 3 | 15
| SPARE | [49 empty] | 5120-SSB-002 |  |  |  |  | 3 | 16
| SPARE | [49 empty] | 5120-SSB-002 |  |  |  |  | 4 | 1
| SPARE | [49 empty] | 5120-SSB-002 |  |  |  |  | 4 | 2
| SPARE | [49 empty] | 5120-SSB-002 |  |  |  |  | 4 | 3
| SPARE | [49 empty] | 5120-SSB-002 |  |  |  |  | 4 | 4
| SPARE | [49 empty] | 5120-SSB-002 |  |  |  |  | 4 | 5
| SPARE | [49 empty] | 5120-SSB-002 |  |  |  |  | 4 | 6
| SPARE | [49 empty] | 5120-SSB-002 |  |  |  |  | 4 | 7
| SPARE | [49 empty] | 5120-SSB-002 |  |  |  |  | 4 | 8
| SPARE | [49 empty] | 5120-SSB-002 |  |  |  |  | 4 | 9
| SPARE | [49 empty] | 5120-SSB-002 |  |  |  |  | 4 | 10
| SPARE | [49 empty] | 5120-SSB-002 |  |  |  |  | 4 | 11
| SPARE | [49 empty] | 5120-SSB-002 |  |  |  |  | 4 | 12
| SPARE | [49 empty] | 5120-SSB-002 |  |  |  |  | 4 | 13
| SPARE | [49 empty] | 5120-SSB-002 |  |  |  |  | 4 | 14
| SPARE | [49 empty] | 5120-SSB-002 |  |  |  |  | 4 | 15
| SPARE | [49 empty] | 5120-SSB-002 |  |  |  |  | 4 | 16
| 5199-FZT-213 |  | 5199-FZ-213 | FLOW TRANSMITTER - VORTEX |  |  | AIRH | SIS | Field | [7 empty] | IS | 4503-VZ-DM-T51992001 |  |  |  | 5199-FZT-213/6111-SSB-001 | [28 empty] | 6111-SSB-001 |  |  |  |  | 1 | 1
| 5199-FZT-214 |  | 5199-FZ-214 | FLOW TRANSMITTER - VORTEX |  |  | AIRH | SIS | Field | [7 empty] | IS | 4503-VZ-DM-T51992001 |  |  |  | 5199-FZT-214/6111-SSB-001 | [28 empty] | 6111-SSB-001 |  |  |  |  | 1 | 2
| 5199-PZT-429A |  | 5199-PZ-429A | PRESSURE TRANSMITTER |  |  | AIRH | SIS | Field | [7 empty] | IS | 4503-VZ-DM-T51992001 |  |  |  | 5199-PZT-429A/6111-SSB-001 | [28 empty] | 6111-SSB-001 |  |  |  |  | 1 | 3
| 5199-PZT-429B |  | 5199-PZ-429B | PRESSURE TRANSMITTER |  |  | AIRH | SIS | Field | [7 empty] | IS | 4503-VZ-DM-T51992001 |  |  |  | 5199-PZT-429B/6111-SSB-001 | [28 empty] | 6111-SSB-001 |  |  |  |  | 1 | 4
| 5199-XZZSC-809 |  | 5199-XZ-809 | LIMIT SWITCH - CLOSE |  |  | DIR | SIS | Field | [7 empty] | IS | 4503-VZ-DM-T51992001 |  |  |  | 5199-XZZSC-809/6111-SSB-001 | [28 empty] | 6111-SSB-001 |  |  |  |  | 1 | 5
| 5199-XZZSO-809 |  | 5199-XZ-809 | LIMIT SWITCH - OPEN |  |  | DIR | SIS | Field | [7 empty] | IS | 4503-VZ-DM-T51992001 |  |  |  | 5199-XZZSO-809/6111-SSB-001 | [28 empty] | 6111-SSB-001 |  |  |  |  | 1 | 6
| 5199-XZZSC-810 |  | 5199-XZ-810 | LIMIT SWITCH - CLOSE |  |  | DIR | SIS | Field | [7 empty] | IS | 4503-VZ-DM-T51992001 |  |  |  | 5199-XZZSC-810/6111-SSB-001 | [28 empty] | 6111-SSB-001 |  |  |  |  | 1 | 7
| 5199-XZZSO-810 |  | 5199-XZ-810 | LIMIT SWITCH - OPEN |  |  | DIR | SIS | Field | [7 empty] | IS | 4503-VZ-DM-T51992001 |  |  |  | 5199-XZZSO-810/6111-SSB-001 | [28 empty] | 6111-SSB-001 |  |  |  |  | 1 | 8
| 5199-XZZSC-815 |  | 5199-XZ-815 | LIMIT SWITCH - CLOSE |  |  | DIR | SIS | Field | [7 empty] | IS | 4503-VZ-DM-T51992001 |  |  |  | 5199-XZZSC-815/6111-SSB-001 | [28 empty] | 6111-SSB-001 |  |  |  |  | 1 | 9
| 5199-XZZSO-815 |  | 5199-XZ-815 | LIMIT SWITCH - OPEN |  |  | DIR | SIS | Field | [7 empty] | IS | 4503-VZ-DM-T51992001 |  |  |  | 5199-XZZSO-815/6111-SSB-001 | [28 empty] | 6111-SSB-001 |  |  |  |  | 1 | 10
| 5199-XZSC-818 |  | 5199-XZ-818 | LIMIT SWITCH - CLOSE |  |  | DIR | SIS | Field | [7 empty] | IS | 4503-VZ-DM-T51992001 |  |  |  | 5199-XZSC-818/6111-SSB-001 | [28 empty] | 6111-SSB-001 |  |  |  |  | 1 | 11
| 5199-XZSO-818 |  | 5199-XZ-818 | LIMIT SWITCH - OPEN |  |  | DIR | SIS | Field | [7 empty] | IS | 4503-VZ-DM-T51992001 |  |  |  | 5199-XZSO-818/6111-SSB-001 | [28 empty] | 6111-SSB-001 |  |  |  |  | 1 | 12
| 5199-XZZSC-819 |  | 5199-XZ-819 | LIMIT SWITCH - CLOSE |  |  | DIR | SIS | Field | [7 empty] | IS | 4503-VZ-DM-T51992001 |  |  |  | 5199-XZZSC-819/6111-SSB-001 | [28 empty] | 6111-SSB-001 |  |  |  |  | 1 | 13
| 5199-XZZSO-819 |  | 5199-XZ-819 | LIMIT SWITCH - OPEN |  |  | DIR | SIS | Field | [7 empty] | IS | 4503-VZ-DM-T51992001 |  |  |  | 5199-XZZSO-819/6111-SSB-001 | [28 empty] | 6111-SSB-001 |  |  |  |  | 1 | 14
| 5199-XZZSC-821 |  | 5199-XZ-821 | LIMIT SWITCH - CLOSE |  |  | DIR | SIS | Field | [7 empty] | IS | 4503-VZ-DM-T51992001 |  |  |  | 5199-XZZSC-821/6111-SSB-001 | [28 empty] | 6111-SSB-001 |  |  |  |  | 1 | 15
| 5199-XZZSO-821 |  | 5199-XZ-821 | LIMIT SWITCH - OPEN |  |  | DIR | SIS | Field | [7 empty] | IS | 4503-VZ-DM-T51992001 |  |  |  | 5199-XZZSO-821/6111-SSB-001 | [28 empty] | 6111-SSB-001 |  |  |  |  | 1 | 16
| 5199-XZZSC-825 |  | 5199-XZ-825 | LIMIT SWITCH - CLOSE |  |  | DIR | SIS | Field | [7 empty] | IS | 4503-VZ-DM-T51992001 |  |  |  | 5199-XZZSC-825/6111-SSB-001 | [28 empty] | 6111-SSB-001 |  |  |  |  | 2 | 1
| 5199-XZZSO-825 |  | 5199-XZ-825 | LIMIT SWITCH - OPEN |  |  | DIR | SIS | Field | [7 empty] | IS | 4503-VZ-DM-T51992001 |  |  |  | 5199-XZZSO-825/6111-SSB-001 | [28 empty] | 6111-SSB-001 |  |  |  |  | 2 | 2
| SPARE | [49 empty] | 6111-SSB-001 |  |  |  |  | 2 | 3
| SPARE | [49 empty] | 6111-SSB-001 |  |  |  |  | 2 | 4
| SPARE | [49 empty] | 6111-SSB-001 |  |  |  |  | 2 | 5
| SPARE | [49 empty] | 6111-SSB-001 |  |  |  |  | 2 | 6
| SPARE | [49 empty] | 6111-SSB-001 |  |  |  |  | 2 | 7
| SPARE | [49 empty] | 6111-SSB-001 |  |  |  |  | 2 | 8
| SPARE | [49 empty] | 6111-SSB-001 |  |  |  |  | 2 | 9
| SPARE | [49 empty] | 6111-SSB-001 |  |  |  |  | 2 | 10
| SPARE | [49 empty] | 6111-SSB-001 |  |  |  |  | 2 | 11
| SPARE | [49 empty] | 6111-SSB-001 |  |  |  |  | 2 | 12
| SPARE | [49 empty] | 6111-SSB-001 |  |  |  |  | 2 | 13
| SPARE | [49 empty] | 6111-SSB-001 |  |  |  |  | 2 | 14
| SPARE | [49 empty] | 6111-SSB-001 |  |  |  |  | 2 | 15
| SPARE | [49 empty] | 6111-SSB-001 |  |  |  |  | 2 | 16
| SPARE | [49 empty] | 6111-SSB-001 |  |  |  |  | 3 | 1
| SPARE | [49 empty] | 6111-SSB-001 |  |  |  |  | 3 | 2
| SPARE | [49 empty] | 6111-SSB-001 |  |  |  |  | 3 | 3
| SPARE | [49 empty] | 6111-SSB-001 |  |  |  |  | 3 | 4
| SPARE | [49 empty] | 6111-SSB-001 |  |  |  |  | 3 | 5
| SPARE | [49 empty] | 6111-SSB-001 |  |  |  |  | 3 | 6
| SPARE | [49 empty] | 6111-SSB-001 |  |  |  |  | 3 | 7
| SPARE | [49 empty] | 6111-SSB-001 |  |  |  |  | 3 | 8
| SPARE | [49 empty] | 6111-SSB-001 |  |  |  |  | 3 | 9
| SPARE | [49 empty] | 6111-SSB-001 |  |  |  |  | 3 | 10
| SPARE | [49 empty] | 6111-SSB-001 |  |  |  |  | 3 | 11
| SPARE | [49 empty] | 6111-SSB-001 |  |  |  |  | 3 | 12
| SPARE | [49 empty] | 6111-SSB-001 |  |  |  |  | 3 | 13
| SPARE | [49 empty] | 6111-SSB-001 |  |  |  |  | 3 | 14
| SPARE | [49 empty] | 6111-SSB-001 |  |  |  |  | 3 | 15
| SPARE | [49 empty] | 6111-SSB-001 |  |  |  |  | 3 | 16
| SPARE | [49 empty] | 6111-SSB-001 |  |  |  |  | 4 | 1
| SPARE | [49 empty] | 6111-SSB-001 |  |  |  |  | 4 | 2
| SPARE | [49 empty] | 6111-SSB-001 |  |  |  |  | 4 | 3
| SPARE | [49 empty] | 6111-SSB-001 |  |  |  |  | 4 | 4
| SPARE | [49 empty] | 6111-SSB-001 |  |  |  |  | 4 | 5
| SPARE | [49 empty] | 6111-SSB-001 |  |  |  |  | 4 | 6
| SPARE | [49 empty] | 6111-SSB-001 |  |  |  |  | 4 | 7
| SPARE | [49 empty] | 6111-SSB-001 |  |  |  |  | 4 | 8
| SPARE | [49 empty] | 6111-SSB-001 |  |  |  |  | 4 | 9
| SPARE | [49 empty] | 6111-SSB-001 |  |  |  |  | 4 | 10
| SPARE | [49 empty] | 6111-SSB-001 |  |  |  |  | 4 | 11
| SPARE | [49 empty] | 6111-SSB-001 |  |  |  |  | 4 | 12
| SPARE | [49 empty] | 6111-SSB-001 |  |  |  |  | 4 | 13
| SPARE | [49 empty] | 6111-SSB-001 |  |  |  |  | 4 | 14
| SPARE | [49 empty] | 6111-SSB-001 |  |  |  |  | 4 | 15
| SPARE | [49 empty] | 6111-SSB-001 |  |  |  |  | 4 | 16
| 6111-PZT-434AP |  | 6111-PZ-434 P | PRESSURE TRANSMITTER |  |  | AIRH | SIS | Field |  |  |  |  | - |  |  | NIS |  |  | 61-PK-1102A | N2_C1/6111-PZ-434_G1 | 6111-SJB-170/6111-SSB-002 | [28 empty] | 6111-SSB-002 |  |  |  |  | 1 | 1
| 6111-PZT-442AP |  | 6111-PZ-442 P | PRESSURE TRANSMITTER |  |  | AIRH | SIS | Field |  |  |  |  | - |  |  | NIS |  |  | 61-PK-1102A | N2_C1/6111-PZ-442_G1 | 6111-SJB-170/6111-SSB-002 | [28 empty] | 6111-SSB-002 |  |  |  |  | 1 | 2
| 6111-TZT-633AP |  | 6111-TZ-633 P | TEMPERATURE TRANSM. -HEAD MOUNT |  |  | AIRH | SIS | Field |  |  |  |  | - |  |  | NIS |  |  | 61-PK-1102A | N2_C1/6111-TZ-633_G1 | 6111-SJB-170/6111-SSB-002 | [28 empty] | 6111-SSB-002 |  |  |  |  | 1 | 3
| 6111-TZT-636AP |  | 6111-TZ-636 P | TEMPERATURE TRANSM. -HEAD MOUNT |  |  | AIRH | SIS | Field |  |  |  |  | - |  |  | NIS |  |  | 61-PK-1102A | N2_C1/6111-TZ-636_G1 | 6111-SJB-170/6111-SSB-002 | [28 empty] | 6111-SSB-002 |  |  |  |  | 1 | 4
| 6111-HZS-139P |  | 6111-HZ-139 P | PUSH BUTTON |  |  | DIR | SIS | Field |  |  |  |  | - |  |  | NIS |  | 6111-XLP-170 | 61-PK-1102A | N2_C1 | 6111-XLP-170/6111-SSB-002 | [28 empty] | 6111-SSB-002 |  |  |  |  | 1 | 5
| 6111-PDZT-448P |  | 6111-PZ-448 P | PRESSURE TRANSM. -DIFFERENTIAL |  |  | AIRH | SIS | Field |  |  |  |  | - |  |  | NIS |  |  | 61-PK-1102A | N2_C1 | 6111-SJB-170/6111-SSB-002 | [28 empty] | 6111-SSB-002 |  |  |  |  | 1 | 6
| 6111-TZT-653P |  | 6111-TZ-653 P | TEMPERATURE TRANSM. -HEAD MOUNT |  |  | AIRH | SIS | Field |  |  |  |  | - |  |  | NIS |  |  | 61-PK-1102A | N2_C1 | 6111-SJB-170/6111-SSB-002 | [28 empty] | 6111-SSB-002 |  |  |  |  | 1 | 7
| SPARE | [49 empty] | 6111-SSB-002 |  |  |  |  | 1 | 8
| SPARE | [49 empty] | 6111-SSB-002 |  |  |  |  | 1 | 9
| SPARE | [49 empty] | 6111-SSB-002 |  |  |  |  | 1 | 10
| SPARE | [49 empty] | 6111-SSB-002 |  |  |  |  | 1 | 11
| SPARE | [49 empty] | 6111-SSB-002 |  |  |  |  | 1 | 12
| SPARE | [49 empty] | 6111-SSB-002 |  |  |  |  | 1 | 13
| SPARE | [49 empty] | 6111-SSB-002 |  |  |  |  | 1 | 14
| SPARE | [49 empty] | 6111-SSB-002 |  |  |  |  | 1 | 15
| SPARE | [49 empty] | 6111-SSB-002 |  |  |  |  | 1 | 16
| 6111-PZT-434BP |  | 6111-PZ-434 P | PRESSURE TRANSMITTER |  |  | AIRH | SIS | Field |  |  |  |  | - |  |  | NIS |  |  | 61-PK-1102A | N2_C1/6111-PZ-434_G2 | 6111-SJB-171/6111-SSB-002 | [28 empty] | 6111-SSB-002 |  |  |  |  | 2 | 1
| 6111-PZT-442BP |  | 6111-PZ-442 P | PRESSURE TRANSMITTER |  |  | AIRH | SIS | Field |  |  |  |  | - |  |  | NIS |  |  | 61-PK-1102A | N2_C1/6111-PZ-442_G2 | 6111-SJB-171/6111-SSB-002 | [28 empty] | 6111-SSB-002 |  |  |  |  | 2 | 2
| 6111-TZT-633BP |  | 6111-TZ-633 P | TEMPERATURE TRANSM. -HEAD MOUNT |  |  | AIRH | SIS | Field |  |  |  |  | - |  |  | NIS |  |  | 61-PK-1102A | N2_C1/6111-TZ-633_G2 | 6111-SJB-171/6111-SSB-002 | [28 empty] | 6111-SSB-002 |  |  |  |  | 2 | 3
| 6111-TZT-636BP |  | 6111-TZ-636 P | TEMPERATURE TRANSM. -HEAD MOUNT |  |  | AIRH | SIS | Field |  |  |  |  | - |  |  | NIS |  |  | 61-PK-1102A | N2_C1/6111-TZ-636_G2 | 6111-SJB-171/6111-SSB-002 | [28 empty] | 6111-SSB-002 |  |  |  |  | 2 | 4
| SPARE | [49 empty] | 6111-SSB-002 |  |  |  |  | 2 | 5
| SPARE | [49 empty] | 6111-SSB-002 |  |  |  |  | 2 | 6
| SPARE | [49 empty] | 6111-SSB-002 |  |  |  |  | 2 | 7
| SPARE | [49 empty] | 6111-SSB-002 |  |  |  |  | 2 | 8
| SPARE | [49 empty] | 6111-SSB-002 |  |  |  |  | 2 | 9
| SPARE | [49 empty] | 6111-SSB-002 |  |  |  |  | 2 | 10
| SPARE | [49 empty] | 6111-SSB-002 |  |  |  |  | 2 | 11
| SPARE | [49 empty] | 6111-SSB-002 |  |  |  |  | 2 | 12
| SPARE | [49 empty] | 6111-SSB-002 |  |  |  |  | 2 | 13
| SPARE | [49 empty] | 6111-SSB-002 |  |  |  |  | 2 | 14
| SPARE | [49 empty] | 6111-SSB-002 |  |  |  |  | 2 | 15
| SPARE | [49 empty] | 6111-SSB-002 |  |  |  |  | 2 | 16
| 6111-PZT-434CP |  | 6111-PZ-434 P | PRESSURE TRANSMITTER |  |  | AIRH | SIS | Field |  |  |  |  | - |  |  | NIS |  |  | 61-PK-1102A | N2_C1/6111-PZ-434_G3 | 6111-SJB-172/6111-SSB-002 | [28 empty] | 6111-SSB-002 |  |  |  |  | 3 | 1
| 6111-PZT-442CP |  | 6111-PZ-442 P | PRESSURE TRANSMITTER |  |  | AIRH | SIS | Field |  |  |  |  | - |  |  | NIS |  |  | 61-PK-1102A | N2_C1/6111-PZ-442_G3 | 6111-SJB-172/6111-SSB-002 | [28 empty] | 6111-SSB-002 |  |  |  |  | 3 | 2
| 6111-TZT-633CP |  | 6111-TZ-633 P | TEMPERATURE TRANSM. -HEAD MOUNT |  |  | AIRH | SIS | Field |  |  |  |  | - |  |  | NIS |  |  | 61-PK-1102A | N2_C1/6111-TZ-633_G3 | 6111-SJB-172/6111-SSB-002 | [28 empty] | 6111-SSB-002 |  |  |  |  | 3 | 3
| 6111-TZT-636CP |  | 6111-TZ-636 P | TEMPERATURE TRANSM. -HEAD MOUNT |  |  | AIRH | SIS | Field |  |  |  |  | - |  |  | NIS |  |  | 61-PK-1102A | N2_C1/6111-TZ-636_G3 | 6111-SJB-172/6111-SSB-002 | [28 empty] | 6111-SSB-002 |  |  |  |  | 3 | 4
| SPARE | [49 empty] | 6111-SSB-002 |  |  |  |  | 3 | 5
| SPARE | [49 empty] | 6111-SSB-002 |  |  |  |  | 3 | 6
| SPARE | [49 empty] | 6111-SSB-002 |  |  |  |  | 3 | 7
| SPARE | [49 empty] | 6111-SSB-002 |  |  |  |  | 3 | 8
| SPARE | [49 empty] | 6111-SSB-002 |  |  |  |  | 3 | 9
| SPARE | [49 empty] | 6111-SSB-002 |  |  |  |  | 3 | 10
| SPARE | [49 empty] | 6111-SSB-002 |  |  |  |  | 3 | 11
| SPARE | [49 empty] | 6111-SSB-002 |  |  |  |  | 3 | 12
| SPARE | [49 empty] | 6111-SSB-002 |  |  |  |  | 3 | 13
| SPARE | [49 empty] | 6111-SSB-002 |  |  |  |  | 3 | 14
| SPARE | [49 empty] | 6111-SSB-002 |  |  |  |  | 3 | 15
| SPARE | [49 empty] | 6111-SSB-002 |  |  |  |  | 3 | 16
| 6111-PZT-464AP |  | 6111-PZ-464 P | PRESSURE TRANSMITTER |  |  | AIRH | SIS | LGB |  |  |  |  | - |  |  | NIS |  |  | 61-PK-1102B | N2_C2/6111-PZ-464_G1 | 6111-SJB-180/6111-SSB-002 | [28 empty] | 6111-SSB-002 |  |  |  |  | 4 | 1
| 6111-PZT-472AP |  | 6111-PZ-472 P | PRESSURE TRANSMITTER |  |  | AIRH | SIS | LGB |  |  |  |  | - |  |  | NIS |  |  | 61-PK-1102B | N2_C2/6111-PZ-472_G1 | 6111-SJB-180/6111-SSB-002 | [28 empty] | 6111-SSB-002 |  |  |  |  | 4 | 2
| 6111-TZT-663AP |  | 6111-TZ-663 P | TEMPERATURE TRANSM. -HEAD MOUNT |  |  | AIRH | SIS | Field |  |  |  |  | - |  |  | NIS |  |  | 61-PK-1102B | N2_C2/6111-TZ-663_G1 | 6111-SJB-180/6111-SSB-002 | [28 empty] | 6111-SSB-002 |  |  |  |  | 4 | 3
| 6111-TZT-666AP |  | 6111-TZ-666 P | TEMPERATURE TRANSM. -HEAD MOUNT |  |  | AIRH | SIS | Field |  |  |  |  | - |  |  | NIS |  |  | 61-PK-1102B | N2_C2/6111-TZ-666_G1 | 6111-SJB-180/6111-SSB-002 | [28 empty] | 6111-SSB-002 |  |  |  |  | 4 | 4
| 6111-HZS-169P |  | 6111-HZ-169 P | PUSH BUTTON |  |  | DIR | SIS | LP |  |  |  |  | - |  |  | NIS |  | 6111-XLP-180 | 61-PK-1102B | N2_C2 | 6111-XLP-180/6111-SSB-002 | [28 empty] | 6111-SSB-002 |  |  |  |  | 4 | 5
| 6111-PDZT-478P |  | 6111-PZ-478 P | PRESSURE TRANSM. -DIFFERENTIAL |  |  | AIRH | SIS | Field |  |  |  |  | - |  |  | NIS |  |  | 61-PK-1102B | N2_C2 | 6111-SJB-180/6111-SSB-002 | [28 empty] | 6111-SSB-002 |  |  |  |  | 4 | 6
| 6111-TZT-683P |  | 6111-TZ-683 P | TEMPERATURE TRANSM. -HEAD MOUNT |  |  | AIRH | SIS | Field |  |  |  |  | - |  |  | NIS |  |  | 61-PK-1102B | N2_C2 | 6111-SJB-180/6111-SSB-002 | [28 empty] | 6111-SSB-002 |  |  |  |  | 4 | 7
| SPARE | [49 empty] | 6111-SSB-002 |  |  |  |  | 4 | 8
| SPARE | [49 empty] | 6111-SSB-002 |  |  |  |  | 4 | 9
| SPARE | [49 empty] | 6111-SSB-002 |  |  |  |  | 4 | 10
| SPARE | [49 empty] | 6111-SSB-002 |  |  |  |  | 4 | 11
| SPARE | [49 empty] | 6111-SSB-002 |  |  |  |  | 4 | 12
| SPARE | [49 empty] | 6111-SSB-002 |  |  |  |  | 4 | 13
| SPARE | [49 empty] | 6111-SSB-002 |  |  |  |  | 4 | 14
| SPARE | [49 empty] | 6111-SSB-002 |  |  |  |  | 4 | 15
| SPARE | [49 empty] | 6111-SSB-002 |  |  |  |  | 4 | 16
| 5110-FZT-225 |  | 5110-FZ-225 | FLOW TRANSM. - ULTRASONIC REMOTE MOUNT |  |  | AIRH | SIS | Field |  |  |  |  | 230 VAC |  |  | NIS | 4503-VZ-DM-T51102017 |  |  |  | 5110-FZT-225/6190-SSB-001 | [28 empty] | 6190-SSB-001 |  |  |  |  | 1 | 1
| 5110-FZT-236 |  | 5110-FZ-236 | FLOW TRANSM. - ULTRASONIC REMOTE MOUNT |  |  | AIRH | SIS | Field |  |  |  |  | 230 VAC |  |  | NIS | 4503-VZ-DM-T51102012 |  |  |  | 5110-FZT-236/6190-SSB-001 | [28 empty] | 6190-SSB-001 |  |  |  |  | 1 | 2
| 5110-FZT-241 |  | 5110-FZ-241 | FLOW TRANSM. - ULTRASONIC REMOTE MOUNT |  |  | AIRH | SIS | Field |  |  |  |  | 230 VAC |  |  | NIS | 4503-VZ-DM-T51102013 |  |  |  | 5110-FZT-241/6190-SSB-001 | [28 empty] | 6190-SSB-001 |  |  |  |  | 1 | 3
| 5110-FZT-242 |  | 5110-FZ-242 | FLOW TRANSM. - ULTRASONIC REMOTE MOUNT |  |  | AIRH | SIS | Field |  |  |  |  | 230 VAC |  |  | NIS | 4503-VZ-DM-T51102011 |  |  |  | 5110-FZT-242/6190-SSB-001 | [28 empty] | 6190-SSB-001 |  |  |  |  | 1 | 4
| 5110-MZHSC-816B |  | 5110-MZ-816 | PUSH BUTTON |  |  | DIR | SIS | Field | [7 empty] | NIS | 4503-VZ-DM-T51102009 |  |  |  | 5110-MOV-816-04/6190-SSB-001 | [28 empty] | 6190-SSB-001 |  |  |  |  | 1 | 5
| 5110-MZHSO-816B |  | 5110-MZ-816 | PUSH BUTTON |  |  | DIR | SIS | Field | [7 empty] | NIS | 4503-VZ-DM-T51102009 |  |  |  | 5110-MOV-816-04/6190-SSB-001 | [28 empty] | 6190-SSB-001 |  |  |  |  | 1 | 6
| 5110-MZHSC-817B |  | 5110-MZ-817 | PUSH BUTTON |  |  | DIR | SIS | Field | [7 empty] | NIS | 4503-VZ-DM-T51102009 |  |  |  | 5110-MOV-817-04/6190-SSB-001 | [28 empty] | 6190-SSB-001 |  |  |  |  | 1 | 7
| 5110-MZHSO-817B |  | 5110-MZ-817 | PUSH BUTTON |  |  | DIR | SIS | Field | [7 empty] | NIS | 4503-VZ-DM-T51102009 |  |  |  | 5110-MOV-817-04/6190-SSB-001 | [28 empty] | 6190-SSB-001 |  |  |  |  | 1 | 8
| 5110-MZHSC-818B |  | 5110-MZ-818 | PUSH BUTTON |  |  | DIR | SIS | Field | [7 empty] | NIS | 4503-VZ-DM-T51102009 |  |  |  | 5110-MOV-818-04/6190-SSB-001 | [28 empty] | 6190-SSB-001 |  |  |  |  | 1 | 9
| 5110-MZHSO-818B |  | 5110-MZ-818 | PUSH BUTTON |  |  | DIR | SIS | Field | [7 empty] | NIS | 4503-VZ-DM-T51102009 |  |  |  | 5110-MOV-818-04/6190-SSB-001 | [28 empty] | 6190-SSB-001 |  |  |  |  | 1 | 10
| 5110-MZHSC-819B |  | 5110-MZ-819 | PUSH BUTTON |  |  | DIR | SIS | Field | [7 empty] | NIS | 4503-VZ-DM-T51102009 |  |  |  | 5110-MOV-819-04/6190-SSB-001 | [28 empty] | 6190-SSB-001 |  |  |  |  | 1 | 11
| 5110-MZHSO-819B |  | 5110-MZ-819 | PUSH BUTTON |  |  | DIR | SIS | Field | [7 empty] | NIS | 4503-VZ-DM-T51102009 |  |  |  | 5110-MOV-819-04/6190-SSB-001 | [28 empty] | 6190-SSB-001 |  |  |  |  | 1 | 12
| 5110-HZS-819B |  | 5110-XZ-819 | HAND SWITCH |  |  | DIR | SIS | Field | [7 empty] | NIS | 4503-VZ-DM-T51102024 |  |  |  | 5110-HZS-819B/6190-SSB-001 | [28 empty] | 6190-SSB-001 |  |  |  |  | 1 | 13
| 5110-HZS-162 |  | 5110-XZ-828 | HAND SWITCH |  |  | DIR | SIS | Field | [7 empty] | NIS | 4503-VZ-DM-T51102009 |  |  |  | 5110-HZS-162/6190-SSB-001 | [28 empty] | 6190-SSB-001 |  |  |  |  | 1 | 14
| 5110-HZS-164 |  | 5110-XZ-829 | HAND SWITCH |  |  | DIR | SIS | Field | [7 empty] | NIS | 4503-VZ-DM-T51102009 |  |  |  | 5110-HZS-164/6190-SSB-001 | [28 empty] | 6190-SSB-001 |  |  |  |  | 1 | 15
| 5110-HZS-166 |  | 5110-XZ-830 | HAND SWITCH |  |  | DIR | SIS | Field | [7 empty] | NIS | 4503-VZ-DM-T51102009 |  |  |  | 5110-HZS-166/6190-SSB-001 | [28 empty] | 6190-SSB-001 |  |  |  |  | 1 | 16
| 5110-HZS-168 |  | 5110-XZ-831 | HAND SWITCH |  |  | DIR | SIS | Field | [7 empty] | NIS | 4503-VZ-DM-T51102009 |  |  |  | 5110-HZS-168/6190-SSB-001 | [28 empty] | 6190-SSB-001 |  |  |  |  | 2 | 1
| 5110-HZS-172B |  | 5110-XZ-836 | HAND SWITCH |  |  | DIR | SIS | Field | [7 empty] | NIS | 4503-VZ-DM-T51102033 |  |  |  | 5110-HZS-172B/6190-SSB-001 | [28 empty] | 6190-SSB-001 |  |  |  |  | 2 | 2
| 5110-HZS-174B |  | 5110-XZ-839 | HAND SWITCH |  |  | DIR | SIS | Field | [7 empty] | NIS | 4503-VZ-DM-T51102021 |  |  |  | 5110-HZS-174B/6190-SSB-001 | [28 empty] | 6190-SSB-001 |  |  |  |  | 2 | 3
| 5110-HZS-181B |  | 5110-XZ-843 | HAND SWITCH |  |  | DIR | SIS | Field | [7 empty] | NIS | 4503-VZ-DM-T51102022 |  |  |  | 5110-HZS-181B/6190-SSB-001 | [28 empty] | 6190-SSB-001 |  |  |  |  | 2 | 4
| 5120-HZS-103B |  | 5120-XZ-801 | HAND SWITCH |  |  | DIR | SIS | Field | [7 empty] | NIS | 4503-VZ-DM-T51202008 |  |  |  | 5120-HZS-103B/6190-SSB-001 | [28 empty] | 6190-SSB-001 |  |  |  |  | 2 | 5
| 5120-HZS-845B |  | 5120-XZ-845 | HAND SWITCH |  |  | DIR | SIS | Field | [7 empty] | NIS | 4503-VZ-DM-T51202001 |  |  |  | 5120-HZS-845B/6190-SSB-001 | [28 empty] | 6190-SSB-001 |  |  |  |  | 2 | 6
| 5120-HZS-848A |  | 5120-XZ-848 | HAND SWITCH |  |  | DIR | SIS | Field | [7 empty] | NIS | 4503-VZ-DM-T51202002 |  |  |  | 5120-HZS-848A/6190-SSB-001 | [28 empty] | 6190-SSB-001 |  |  |  |  | 2 | 7
| 5120-HZS-102B |  | 5120-XZ-853 | HAND SWITCH |  |  | DIR | SIS | Field | [7 empty] | NIS | 4503-VZ-DM-T51202006 |  |  |  | 5120-HZS-102B/6190-SSB-001 | [28 empty] | 6190-SSB-001 |  |  |  |  | 2 | 8
| 5110-MZYCC-816 |  | 5110-MZ-816 | MOV -CLOSE COMMAND |  |  | DOR | SIS | Field | [7 empty] | NIS | 4503-VZ-DM-T51102009 |  |  |  | 5110-MOV-816-01/6190-SSB-001 | [28 empty] | 6190-SSB-001 |  |  |  |  | 2 | 9
| 5110-MZYCO-816 |  | 5110-MZ-816 | MOV -OPEN COMMAND |  |  | DOR | SIS | Field | [7 empty] | NIS | 4503-VZ-DM-T51102009 |  |  |  | 5110-MOV-816-01/6190-SSB-001 | [28 empty] | 6190-SSB-001 |  |  |  |  | 2 | 10
| 5110-MZYCC-817 |  | 5110-MZ-817 | MOV -CLOSE COMMAND |  |  | DOR | SIS | Field | [7 empty] | NIS | 4503-VZ-DM-T51102009 |  |  |  | 5110-MOV-817-01/6190-SSB-001 | [28 empty] | 6190-SSB-001 |  |  |  |  | 2 | 11
| 5110-MZYCO-817 |  | 5110-MZ-817 | MOV -OPEN COMMAND |  |  | DOR | SIS | Field | [7 empty] | NIS | 4503-VZ-DM-T51102009 |  |  |  | 5110-MOV-817-01/6190-SSB-001 | [28 empty] | 6190-SSB-001 |  |  |  |  | 2 | 12
| 5110-MZYCC-818 |  | 5110-MZ-818 | MOV -CLOSE COMMAND |  |  | DOR | SIS | Field | [7 empty] | NIS | 4503-VZ-DM-T51102009 |  |  |  | 5110-MOV-818-01/6190-SSB-001 | [28 empty] | 6190-SSB-001 |  |  |  |  | 2 | 13
| 5110-MZYCO-818 |  | 5110-MZ-818 | MOV -OPEN COMMAND |  |  | DOR | SIS | Field | [7 empty] | NIS | 4503-VZ-DM-T51102009 |  |  |  | 5110-MOV-818-01/6190-SSB-001 | [28 empty] | 6190-SSB-001 |  |  |  |  | 2 | 14
| 5110-MZYCC-819 |  | 5110-MZ-819 | MOV -CLOSE COMMAND |  |  | DOR | SIS | Field | [7 empty] | NIS | 4503-VZ-DM-T51102009 |  |  |  | 5110-MOV-819-01/6190-SSB-001 | [28 empty] | 6190-SSB-001 |  |  |  |  | 2 | 15
| 5110-MZYCO-819 |  | 5110-MZ-819 | MOV -OPEN COMMAND |  |  | DOR | SIS | Field | [7 empty] | NIS | 4503-VZ-DM-T51102009 |  |  |  | 5110-MOV-819-01/6190-SSB-001 | [28 empty] | 6190-SSB-001 |  |  |  |  | 2 | 16
| 5110-XZY-819 |  | 5110-XZ-819 | SOLENOID VALVE |  |  | DOR | SIS | Field | [7 empty] | NIS | 4503-VZ-DM-T51102024 |  |  |  | 5110-XZY-819/6190-SSB-001 | [28 empty] | 6190-SSB-001 |  |  |  |  | 3 | 1
| 5110-XZY-821 |  | 5110-XZ-821 | SOLENOID VALVE |  |  | DOR | SIS | Field | [7 empty] | NIS | 4503-VZ-DM-T51102008 |  |  |  | 5110-XZY-821/6190-SSB-001 | [28 empty] | 6190-SSB-001 |  |  |  |  | 3 | 2
| 5110-XZY-822 |  | 5110-XZ-822 | SOLENOID VALVE |  |  | DOR | SIS | Field | [7 empty] | NIS | 4503-VZ-DM-T51102008 |  |  |  | 5110-XZY-822/6190-SSB-001 | [28 empty] | 6190-SSB-001 |  |  |  |  | 3 | 3
| 5110-XZY-823 |  | 5110-XZ-823 | SOLENOID VALVE |  |  | DOR | SIS | Field | [7 empty] | NIS | 4503-VZ-DM-T51102008 |  |  |  | 5110-XZY-823/6190-SSB-001 | [28 empty] | 6190-SSB-001 |  |  |  |  | 3 | 4
| 5110-XZY-824 |  | 5110-XZ-824 | SOLENOID VALVE |  |  | DOR | SIS | Field | [7 empty] | NIS | 4503-VZ-DM-T51102008 |  |  |  | 5110-XZY-824/6190-SSB-001 | [28 empty] | 6190-SSB-001 |  |  |  |  | 3 | 5
| 5110-XZY-825 |  | 5110-XZ-825 | SOLENOID VALVE |  |  | DOR | SIS | Field | [7 empty] | NIS | 4503-VZ-DM-T51102009 |  |  |  | 5110-XZY-825/6190-SSB-001 | [28 empty] | 6190-SSB-001 |  |  |  |  | 3 | 6
| 5110-XZY-826 |  | 5110-XZ-826 | SOLENOID VALVE |  |  | DOR | SIS | Field | [7 empty] | NIS | 4503-VZ-DM-T51102009 |  |  |  | 5110-XZY-826/6190-SSB-001 | [28 empty] | 6190-SSB-001 |  |  |  |  | 3 | 7
| 5110-XZY-827 |  | 5110-XZ-827 | SOLENOID VALVE |  |  | DOR | SIS | Field | [7 empty] | NIS | 4503-VZ-DM-T51102009 |  |  |  | 5110-XZY-827/6190-SSB-001 | [28 empty] | 6190-SSB-001 |  |  |  |  | 3 | 8
| 5110-XZY-828 |  | 5110-XZ-828 | SOLENOID VALVE |  |  | DOR | SIS | Field | [7 empty] | NIS | 4503-VZ-DM-T51102009 |  |  |  | 5110-XZY-828/6190-SSB-001 | [28 empty] | 6190-SSB-001 |  |  |  |  | 3 | 9
| 5110-XZY-829 |  | 5110-XZ-829 | SOLENOID VALVE |  |  | DOR | SIS | Field | [7 empty] | NIS | 4503-VZ-DM-T51102009 |  |  |  | 5110-XZY-829/6190-SSB-001 | [28 empty] | 6190-SSB-001 |  |  |  |  | 3 | 10
| 5110-XZY-830 |  | 5110-XZ-830 | SOLENOID VALVE |  |  | DOR | SIS | Field | [7 empty] | NIS | 4503-VZ-DM-T51102009 |  |  |  | 5110-XZY-830/6190-SSB-001 | [28 empty] | 6190-SSB-001 |  |  |  |  | 3 | 11
| 5110-XZY-831 |  | 5110-XZ-831 | SOLENOID VALVE |  |  | DOR | SIS | Field | [7 empty] | NIS | 4503-VZ-DM-T51102009 |  |  |  | 5110-XZY-831/6190-SSB-001 | [28 empty] | 6190-SSB-001 |  |  |  |  | 3 | 12
| 5110-XZY-832 |  | 5110-XZ-832 | SOLENOID VALVE |  |  | DOR | SIS | Field | [7 empty] | NIS | 4503-VZ-DM-T51102009 |  |  |  | 5110-XZY-832/6190-SSB-001 | [28 empty] | 6190-SSB-001 |  |  |  |  | 3 | 13
| 5110-XZY-833 |  | 5110-XZ-833 | SOLENOID VALVE |  |  | DOR | SIS | Field | [7 empty] | NIS | 4503-VZ-DM-T51102009 |  |  |  | 5110-XZY-833/6190-SSB-001 | [28 empty] | 6190-SSB-001 |  |  |  |  | 3 | 14
| 5110-XZY-834 |  | 5110-XZ-834 | SOLENOID VALVE |  |  | DOR | SIS | Field | [7 empty] | NIS | 4503-VZ-DM-T51102009 |  |  |  | 5110-XZY-834/6190-SSB-001 | [28 empty] | 6190-SSB-001 |  |  |  |  | 3 | 15
| 5110-XZY-835 |  | 5110-XZ-835 | SOLENOID VALVE |  |  | DOR | SIS | Field | [7 empty] | NIS | 4503-VZ-DM-T51102017 |  |  |  | 5110-XZY-835/6190-SSB-001 | [28 empty] | 6190-SSB-001 |  |  |  |  | 3 | 16
| 5110-XZY-836 |  | 5110-XZ-836 | SOLENOID VALVE |  |  | DOR | SIS | Field | [7 empty] | NIS | 4503-VZ-DM-T51102033 |  |  |  | 5110-XZY-836/6190-SSB-001 | [28 empty] | 6190-SSB-001 |  |  |  |  | 4 | 1
| 5110-XZY-837 |  | 5110-XZ-837 | SOLENOID VALVE |  |  | DOR | SIS | Field | [7 empty] | NIS | 4503-VZ-DM-T51102021 |  |  |  | 5110-XZY-837/6190-SSB-001 | [28 empty] | 6190-SSB-001 |  |  |  |  | 4 | 2
| 5110-XZY-839 |  | 5110-XZ-839 | SOLENOID VALVE |  |  | DOR | SIS | Field | [7 empty] | NIS | 4503-VZ-DM-T51102021 |  |  |  | 5110-XZY-839/6190-SSB-001 | [28 empty] | 6190-SSB-001 |  |  |  |  | 4 | 3
| 5110-XZY-840 |  | 5110-XZ-840 | SOLENOID VALVE |  |  | DOR | SIS | Field | [7 empty] | NIS | 4503-VZ-DM-T51102008 |  |  |  | 5110-XZY-840/6190-SSB-001 | [28 empty] | 6190-SSB-001 |  |  |  |  | 4 | 4
| SPARE | [49 empty] | 6190-SSB-001 |  |  |  |  | 4 | 5
| SPARE | [49 empty] | 6190-SSB-001 |  |  |  |  | 4 | 6
| SPARE | [49 empty] | 6190-SSB-001 |  |  |  |  | 4 | 7
| SPARE | [49 empty] | 6190-SSB-001 |  |  |  |  | 4 | 8
| SPARE | [49 empty] | 6190-SSB-001 |  |  |  |  | 4 | 9
| SPARE | [49 empty] | 6190-SSB-001 |  |  |  |  | 4 | 10
| SPARE | [49 empty] | 6190-SSB-001 |  |  |  |  | 4 | 11
| SPARE | [49 empty] | 6190-SSB-001 |  |  |  |  | 4 | 12
| SPARE | [49 empty] | 6190-SSB-001 |  |  |  |  | 4 | 13
| SPARE | [49 empty] | 6190-SSB-001 |  |  |  |  | 4 | 14
| SPARE | [49 empty] | 6190-SSB-001 |  |  |  |  | 4 | 15
| SPARE | [49 empty] | 6190-SSB-001 |  |  |  |  | 4 | 16
| SPARE | [49 empty] | 6190-SSB-001 |  |  |  |  | 5 | 1
| SPARE | [49 empty] | 6190-SSB-001 |  |  |  |  | 5 | 2
| SPARE | [49 empty] | 6190-SSB-001 |  |  |  |  | 5 | 3
| SPARE | [49 empty] | 6190-SSB-001 |  |  |  |  | 5 | 4
| SPARE | [49 empty] | 6190-SSB-001 |  |  |  |  | 5 | 5
| SPARE | [49 empty] | 6190-SSB-001 |  |  |  |  | 5 | 6
| SPARE | [49 empty] | 6190-SSB-001 |  |  |  |  | 5 | 7
| SPARE | [49 empty] | 6190-SSB-001 |  |  |  |  | 5 | 8
| SPARE | [49 empty] | 6190-SSB-001 |  |  |  |  | 5 | 9
| SPARE | [49 empty] | 6190-SSB-001 |  |  |  |  | 5 | 10
| SPARE | [49 empty] | 6190-SSB-001 |  |  |  |  | 5 | 11
| SPARE | [49 empty] | 6190-SSB-001 |  |  |  |  | 5 | 12
| SPARE | [49 empty] | 6190-SSB-001 |  |  |  |  | 5 | 13
| SPARE | [49 empty] | 6190-SSB-001 |  |  |  |  | 5 | 14
| SPARE | [49 empty] | 6190-SSB-001 |  |  |  |  | 5 | 15
| SPARE | [49 empty] | 6190-SSB-001 |  |  |  |  | 5 | 16
| SPARE | [49 empty] | 6190-SSB-001 |  |  |  |  | 6 | 1
| SPARE | [49 empty] | 6190-SSB-001 |  |  |  |  | 6 | 2
| SPARE | [49 empty] | 6190-SSB-001 |  |  |  |  | 6 | 3
| SPARE | [49 empty] | 6190-SSB-001 |  |  |  |  | 6 | 4
| SPARE | [49 empty] | 6190-SSB-001 |  |  |  |  | 6 | 5
| SPARE | [49 empty] | 6190-SSB-001 |  |  |  |  | 6 | 6
| SPARE | [49 empty] | 6190-SSB-001 |  |  |  |  | 6 | 7
| SPARE | [49 empty] | 6190-SSB-001 |  |  |  |  | 6 | 8
| SPARE | [49 empty] | 6190-SSB-001 |  |  |  |  | 6 | 9
| SPARE | [49 empty] | 6190-SSB-001 |  |  |  |  | 6 | 10
| SPARE | [49 empty] | 6190-SSB-001 |  |  |  |  | 6 | 11
| SPARE | [49 empty] | 6190-SSB-001 |  |  |  |  | 6 | 12
| SPARE | [49 empty] | 6190-SSB-001 |  |  |  |  | 6 | 13
| SPARE | [49 empty] | 6190-SSB-001 |  |  |  |  | 6 | 14
| SPARE | [49 empty] | 6190-SSB-001 |  |  |  |  | 6 | 15
| SPARE | [49 empty] | 6190-SSB-001 |  |  |  |  | 6 | 16
| 5110-TZT-611A |  | 5110-TZ-611A | TEMPERATURE TRANSM. - HEAD MOUNT |  |  | AIRH | SIS | Field | [7 empty] | IS | 4503-VZ-DM-T51102008 | 51-R-1003 |  | 5110-TZ-611_G1 | 5110-TZT-611A/6190-SSB-002 | [28 empty] | 6190-SSB-002 |  |  |  |  | 1 | 1
| 5120-LZT-335A |  | 5120-LZ-335A | LEVEL TRANSM. - GWR EXT. CHAMBER |  |  | AIRH | SIS | Field | [7 empty] | IS | 4503-VZ-DM-T51202001 | 51-V-2001 |  | 5120-LZ-335_G1 | 5120-LZT-335A/6190-SSB-002 | [28 empty] | 6190-SSB-002 |  |  |  |  | 1 | 2
| 5110-LZT-301 |  | 5110-LZ-301 | LEVEL TRANSM. - DP DIAPHRAGM CAPILLARY |  |  | AIRH | SIS | Field | [7 empty] | IS | 4503-VZ-DM-T51102021 | 51-V-1004 |  |  | 5110-LZT-301/6190-SSB-002 | [28 empty] | 6190-SSB-002 |  |  |  |  | 1 | 3
| 5110-LZT-333 |  | 5110-LZ-333 | LEVEL TRANSM. - GWR |  |  | AIRH | SIS | Field | [7 empty] | IS | 4503-VZ-DM-T51102024 | 51-V-1014 |  |  | 5110-LZT-333/6190-SSB-002 | [28 empty] | 6190-SSB-002 |  |  |  |  | 1 | 4
| 5110-MZZSC-812 |  | 5110-MZ-812 | MOV -CLOSE LIMIT SWITCH |  |  | DIR | SIS | Field | [7 empty] | IS | 4503-VZ-DM-T51102008 |  |  |  | 5110-MOV-812-02/6190-SSB-002 | [28 empty] | 6190-SSB-002 |  |  |  |  | 1 | 5
| 5110-MZZSO-812 |  | 5110-MZ-812 | MOV -OPEN LIMIT SWITCH |  |  | DIR | SIS | Field | [7 empty] | IS | 4503-VZ-DM-T51102008 |  |  |  | 5110-MOV-812-02/6190-SSB-002 | [28 empty] | 6190-SSB-002 |  |  |  |  | 1 | 6
| 5110-MZZSC-813 |  | 5110-MZ-813 | MOV -CLOSE LIMIT SWITCH |  |  | DIR | SIS | Field | [7 empty] | IS | 4503-VZ-DM-T51102008 |  |  |  | 5110-MOV-813-02/6190-SSB-002 | [28 empty] | 6190-SSB-002 |  |  |  |  | 1 | 7
| 5110-MZZSO-813 |  | 5110-MZ-813 | MOV -OPEN LIMIT SWITCH |  |  | DIR | SIS | Field | [7 empty] | IS | 4503-VZ-DM-T51102008 |  |  |  | 5110-MOV-813-02/6190-SSB-002 | [28 empty] | 6190-SSB-002 |  |  |  |  | 1 | 8
| 5110-MZZSC-814 |  | 5110-MZ-814 | MOV -CLOSE LIMIT SWITCH |  |  | DIR | SIS | Field | [7 empty] | IS | 4503-VZ-DM-T51102008 |  |  |  | 5110-MOV-814-02/6190-SSB-002 | [28 empty] | 6190-SSB-002 |  |  |  |  | 1 | 9
| 5110-MZZSO-814 |  | 5110-MZ-814 | MOV -OPEN LIMIT SWITCH |  |  | DIR | SIS | Field | [7 empty] | IS | 4503-VZ-DM-T51102008 |  |  |  | 5110-MOV-814-02/6190-SSB-002 | [28 empty] | 6190-SSB-002 |  |  |  |  | 1 | 10
| 5110-MZZSC-815 |  | 5110-MZ-815 | MOV -CLOSE LIMIT SWITCH |  |  | DIR | SIS | Field | [7 empty] | IS | 4503-VZ-DM-T51102008 |  |  |  | 5110-MOV-815-02/6190-SSB-002 | [28 empty] | 6190-SSB-002 |  |  |  |  | 1 | 11
| 5110-MZZSO-815 |  | 5110-MZ-815 | MOV -OPEN LIMIT SWITCH |  |  | DIR | SIS | Field | [7 empty] | IS | 4503-VZ-DM-T51102008 |  |  |  | 5110-MOV-815-02/6190-SSB-002 | [28 empty] | 6190-SSB-002 |  |  |  |  | 1 | 12
| 5110-MZZSC-816 |  | 5110-MZ-816 | MOV -CLOSE LIMIT SWITCH |  |  | DIR | SIS | Field | [7 empty] | IS | 4503-VZ-DM-T51102009 |  |  |  | 5110-MOV-816-02/6190-SSB-002 | [28 empty] | 6190-SSB-002 |  |  |  |  | 1 | 13
| 5110-MZZSO-816 |  | 5110-MZ-816 | MOV -OPEN LIMIT SWITCH |  |  | DIR | SIS | Field | [7 empty] | IS | 4503-VZ-DM-T51102009 |  |  |  | 5110-MOV-816-02/6190-SSB-002 | [28 empty] | 6190-SSB-002 |  |  |  |  | 1 | 14
| 5110-MZZSC-817 |  | 5110-MZ-817 | MOV -CLOSE LIMIT SWITCH |  |  | DIR | SIS | Field | [7 empty] | IS | 4503-VZ-DM-T51102009 |  |  |  | 5110-MOV-817-02/6190-SSB-002 | [28 empty] | 6190-SSB-002 |  |  |  |  | 1 | 15
| 5110-MZZSO-817 |  | 5110-MZ-817 | MOV -OPEN LIMIT SWITCH |  |  | DIR | SIS | Field | [7 empty] | IS | 4503-VZ-DM-T51102009 |  |  |  | 5110-MOV-817-02/6190-SSB-002 | [28 empty] | 6190-SSB-002 |  |  |  |  | 1 | 16
| 5110-TZT-611B |  | 5110-TZ-611B | TEMPERATURE TRANSM. - HEAD MOUNT |  |  | AIRH | SIS | Field | [7 empty] | IS | 4503-VZ-DM-T51102008 | 51-R-1003 |  | 5110-TZ-611_G2 | 5110-TZT-611B/6190-SSB-002 | [28 empty] | 6190-SSB-002 |  |  |  |  | 2 | 1
| 5120-LZT-335B |  | 5120-LZ-335B | LEVEL TRANSM. - GWR EXT. CHAMBER |  |  | AIRH | SIS | Field | [7 empty] | IS | 4503-VZ-DM-T51202001 | 51-V-2001 |  | 5120-LZ-335_G2 | 5120-LZT-335B/6190-SSB-002 | [28 empty] | 6190-SSB-002 |  |  |  |  | 2 | 2
| 5110-MZZSC-818 |  | 5110-MZ-818 | MOV -CLOSE LIMIT SWITCH |  |  | DIR | SIS | Field | [7 empty] | IS | 4503-VZ-DM-T51102009 |  |  |  | 5110-MOV-818-02/6190-SSB-002 | [28 empty] | 6190-SSB-002 |  |  |  |  | 2 | 3
| 5110-MZZSO-818 |  | 5110-MZ-818 | MOV -OPEN LIMIT SWITCH |  |  | DIR | SIS | Field | [7 empty] | IS | 4503-VZ-DM-T51102009 |  |  |  | 5110-MOV-818-02/6190-SSB-002 | [28 empty] | 6190-SSB-002 |  |  |  |  | 2 | 4
| 5110-MZZSC-819 |  | 5110-MZ-819 | MOV -CLOSE LIMIT SWITCH |  |  | DIR | SIS | Field | [7 empty] | IS | 4503-VZ-DM-T51102009 |  |  |  | 5110-MOV-819-02/6190-SSB-002 | [28 empty] | 6190-SSB-002 |  |  |  |  | 2 | 5
| 5110-MZZSO-819 |  | 5110-MZ-819 | MOV -OPEN LIMIT SWITCH |  |  | DIR | SIS | Field | [7 empty] | IS | 4503-VZ-DM-T51102009 |  |  |  | 5110-MOV-819-02/6190-SSB-002 | [28 empty] | 6190-SSB-002 |  |  |  |  | 2 | 6
| 5110-XZZSC-819 |  | 5110-XZ-819 | LIMIT SWITCH - CLOSE |  |  | DIR | SIS | Field | [7 empty] | IS | 4503-VZ-DM-T51102024 |  |  |  | 5110-XZZSC-819/6190-SSB-002 | [28 empty] | 6190-SSB-002 |  |  |  |  | 2 | 7
| 5110-XZZSO-819 |  | 5110-XZ-819 | LIMIT SWITCH - OPEN |  |  | DIR | SIS | Field | [7 empty] | IS | 4503-VZ-DM-T51102024 |  |  |  | 5110-XZZSO-819/6190-SSB-002 | [28 empty] | 6190-SSB-002 |  |  |  |  | 2 | 8
| 5110-XZZSC-821 |  | 5110-XZ-821 | LIMIT SWITCH - CLOSE |  |  | DIR | SIS | Field | [7 empty] | IS | 4503-VZ-DM-T51102008 |  |  |  | 5110-XZZSC-821/6190-SSB-002 | [28 empty] | 6190-SSB-002 |  |  |  |  | 2 | 9
| 5110-XZZSO-821 |  | 5110-XZ-821 | LIMIT SWITCH - OPEN |  |  | DIR | SIS | Field | [7 empty] | IS | 4503-VZ-DM-T51102008 |  |  |  | 5110-XZZSO-821/6190-SSB-002 | [28 empty] | 6190-SSB-002 |  |  |  |  | 2 | 10
| 5110-XZZSC-822 |  | 5110-XZ-822 | LIMIT SWITCH - CLOSE |  |  | DIR | SIS | Field | [7 empty] | IS | 4503-VZ-DM-T51102008 |  |  |  | 5110-XZZSC-822/6190-SSB-002 | [28 empty] | 6190-SSB-002 |  |  |  |  | 2 | 11
| 5110-XZZSO-822 |  | 5110-XZ-822 | LIMIT SWITCH - OPEN |  |  | DIR | SIS | Field | [7 empty] | IS | 4503-VZ-DM-T51102008 |  |  |  | 5110-XZZSO-822/6190-SSB-002 | [28 empty] | 6190-SSB-002 |  |  |  |  | 2 | 12
| 5110-XZZSC-823 |  | 5110-XZ-823 | LIMIT SWITCH - CLOSE |  |  | DIR | SIS | Field | [7 empty] | IS | 4503-VZ-DM-T51102008 |  |  |  | 5110-XZZSC-823/6190-SSB-002 | [28 empty] | 6190-SSB-002 |  |  |  |  | 2 | 13
| 5110-XZZSO-823 |  | 5110-XZ-823 | LIMIT SWITCH - OPEN |  |  | DIR | SIS | Field | [7 empty] | IS | 4503-VZ-DM-T51102008 |  |  |  | 5110-XZZSO-823/6190-SSB-002 | [28 empty] | 6190-SSB-002 |  |  |  |  | 2 | 14
| 5110-XZZSC-824 |  | 5110-XZ-824 | LIMIT SWITCH - CLOSE |  |  | DIR | SIS | Field | [7 empty] | IS | 4503-VZ-DM-T51102008 |  |  |  | 5110-XZZSC-824/6190-SSB-002 | [28 empty] | 6190-SSB-002 |  |  |  |  | 2 | 15
| 5110-XZZSO-824 |  | 5110-XZ-824 | LIMIT SWITCH - OPEN |  |  | DIR | SIS | Field | [7 empty] | IS | 4503-VZ-DM-T51102008 |  |  |  | 5110-XZZSO-824/6190-SSB-002 | [28 empty] | 6190-SSB-002 |  |  |  |  | 2 | 16
| 5110-TZT-611C |  | 5110-TZ-611C | TEMPERATURE TRANSM. - HEAD MOUNT |  |  | AIRH | SIS | Field | [7 empty] | IS | 4503-VZ-DM-T51102008 | 51-R-1003 |  | 5110-TZ-611_G3 | 5110-TZT-611C/6190-SSB-002 | [28 empty] | 6190-SSB-002 |  |  |  |  | 3 | 1
| 5120-LZT-335C |  | 5120-LZ-335C | LEVEL TRANSM. - GWR EXT. CHAMBER |  |  | AIRH | SIS | Field | [7 empty] | IS | 4503-VZ-DM-T51202001 | 51-V-2001 |  | 5120-LZ-335_G3 | 5120-LZT-335C/6190-SSB-002 | [28 empty] | 6190-SSB-002 |  |  |  |  | 3 | 2
| 5110-XZZSC-837 |  | 5110-XZ-837 | LIMIT SWITCH - CLOSE |  |  | DIR | SIS | Field | [7 empty] | IS | 4503-VZ-DM-T51102021 |  |  |  | 5110-XZZSC-837/6190-SSB-002 | [28 empty] | 6190-SSB-002 |  |  |  |  | 3 | 3
| 5110-XZZSO-837 |  | 5110-XZ-837 | LIMIT SWITCH - OPEN |  |  | DIR | SIS | Field | [7 empty] | IS | 4503-VZ-DM-T51102021 |  |  |  | 5110-XZZSO-837/6190-SSB-002 | [28 empty] | 6190-SSB-002 |  |  |  |  | 3 | 4
| 5110-XZZSC-839 |  | 5110-XZ-839 | LIMIT SWITCH - CLOSE |  |  | DIR | SIS | Field | [7 empty] | IS | 4503-VZ-DM-T51102021 |  |  |  | 5110-XZZSC-839/6190-SSB-002 | [28 empty] | 6190-SSB-002 |  |  |  |  | 3 | 5
| 5110-XZZSO-839 |  | 5110-XZ-839 | LIMIT SWITCH - OPEN |  |  | DIR | SIS | Field | [7 empty] | IS | 4503-VZ-DM-T51102021 |  |  |  | 5110-XZZSO-839/6190-SSB-002 | [28 empty] | 6190-SSB-002 |  |  |  |  | 3 | 6
| 5110-XZZSC-843 |  | 5110-XZ-843 | LIMIT SWITCH - CLOSE |  |  | DIR | SIS | Field | [7 empty] | IS | 4503-VZ-DM-T51102022 |  |  |  | 5110-XZZSC-843/6190-SSB-002 | [28 empty] | 6190-SSB-002 |  |  |  |  | 3 | 7
| 5110-XZZSO-843 |  | 5110-XZ-843 | LIMIT SWITCH - OPEN |  |  | DIR | SIS | Field | [7 empty] | IS | 4503-VZ-DM-T51102022 |  |  |  | 5110-XZZSO-843/6190-SSB-002 | [28 empty] | 6190-SSB-002 |  |  |  |  | 3 | 8
| 5110-XZZSC-844 |  | 5110-XZ-844 | LIMIT SWITCH - CLOSE |  |  | DIR | SIS | Field | [7 empty] | IS | 4503-VZ-DM-T51102022 |  |  |  | 5110-XZZSC-844/6190-SSB-002 | [28 empty] | 6190-SSB-002 |  |  |  |  | 3 | 9
| 5110-XZZSO-844 |  | 5110-XZ-844 | LIMIT SWITCH - OPEN |  |  | DIR | SIS | Field | [7 empty] | IS | 4503-VZ-DM-T51102022 |  |  |  | 5110-XZZSO-844/6190-SSB-002 | [28 empty] | 6190-SSB-002 |  |  |  |  | 3 | 10
| 5120-LZT-301 |  | 5120-LZ-301 | LEVEL TRANSM. - GWR EXT. CHAMBER |  |  | AIRH | SIS | Field | [7 empty] | IS | 4503-VZ-DM-T51202008 | 51-V-2006 |  |  | 5120-LZT-301/6190-SSB-002 | [28 empty] | 6190-SSB-002 |  |  |  |  | 3 | 11
| 5120-LZT-356 |  | 5120-LZ-356 | LEVEL TRANSM. - GWR EXT. CHAMBER |  |  | AIRH | SIS | Field | [7 empty] | IS | 4503-VZ-DM-T51202006 | 51-V-2007A |  |  | 5120-LZT-356/6190-SSB-002 | [28 empty] | 6190-SSB-002 |  |  |  |  | 3 | 12
| 5120-LZT-357 |  | 5120-LZ-357 | LEVEL TRANSM. - GWR EXT. CHAMBER |  |  | AIRH | SIS | Field | [7 empty] | IS | 4503-VZ-DM-T51202006 | 51-V-2007B |  |  | 5120-LZT-357/6190-SSB-002 | [28 empty] | 6190-SSB-002 |  |  |  |  | 3 | 13
| 5120-XZZSC-801 |  | 5120-XZ-801 | LIMIT SWITCH - CLOSE |  |  | DIR | SIS | Field | [7 empty] | IS | 4503-VZ-DM-T51202008 |  |  |  | 5120-XZZSC-801/6190-SSB-002 | [28 empty] | 6190-SSB-002 |  |  |  |  | 3 | 14
| 5120-XZZSO-801 |  | 5120-XZ-801 | LIMIT SWITCH - OPEN |  |  | DIR | SIS | Field | [7 empty] | IS | 4503-VZ-DM-T51202008 |  |  |  | 5120-XZZSO-801/6190-SSB-002 | [28 empty] | 6190-SSB-002 |  |  |  |  | 3 | 15
| 5120-HZS-101B |  | 5120-XZ-803 | PUSH BUTTON |  |  | DIR | SIS | Field | [7 empty] | IS | 4503-VZ-DM-T51202006 |  |  |  | 5120-HZS-101B/6190-SSB-002 | [28 empty] | 6190-SSB-002 |  |  |  |  | 3 | 16
| 5120-XZZSC-803 |  | 5120-XZ-803 | LIMIT SWITCH - CLOSE |  |  | DIR | SIS | Field | [7 empty] | IS | 4503-VZ-DM-T51202006 |  |  |  | 5120-XZZSC-803/6190-SSB-002 | [28 empty] | 6190-SSB-002 |  |  |  |  | 4 | 1
| 5120-XZZSO-803 |  | 5120-XZ-803 | LIMIT SWITCH - OPEN |  |  | DIR | SIS | Field | [7 empty] | IS | 4503-VZ-DM-T51202006 |  |  |  | 5120-XZZSO-803/6190-SSB-002 | [28 empty] | 6190-SSB-002 |  |  |  |  | 4 | 2
| 5120-HZS-104B |  | 5120-XZ-804 | PUSH BUTTON |  |  | DIR | SIS | Field | [7 empty] | IS | 4503-VZ-DM-T51202006 |  |  |  | 5120-HZS-104B/6190-SSB-002 | [28 empty] | 6190-SSB-002 |  |  |  |  | 4 | 3
| 5120-XZZSC-804 |  | 5120-XZ-804 | LIMIT SWITCH - CLOSE |  |  | DIR | SIS | Field | [7 empty] | IS | 4503-VZ-DM-T51202006 |  |  |  | 5120-XZZSC-804/6190-SSB-002 | [28 empty] | 6190-SSB-002 |  |  |  |  | 4 | 4
| 5120-XZZSO-804 |  | 5120-XZ-804 | LIMIT SWITCH - OPEN |  |  | DIR | SIS | Field | [7 empty] | IS | 4503-VZ-DM-T51202006 |  |  |  | 5120-XZZSO-804/6190-SSB-002 | [28 empty] | 6190-SSB-002 |  |  |  |  | 4 | 5
| 5120-XZZSC-845 |  | 5120-XZ-845 | LIMIT SWITCH - CLOSE |  |  | DIR | SIS | Field | [7 empty] | IS | 4503-VZ-DM-T51202001 |  |  |  | 5120-XZZSC-845/6190-SSB-002 | [28 empty] | 6190-SSB-002 |  |  |  |  | 4 | 6
| 5120-XZZSO-845 |  | 5120-XZ-845 | LIMIT SWITCH - OPEN |  |  | DIR | SIS | Field | [7 empty] | IS | 4503-VZ-DM-T51202001 |  |  |  | 5120-XZZSO-845/6190-SSB-002 | [28 empty] | 6190-SSB-002 |  |  |  |  | 4 | 7
| 5120-XZZSC-846 |  | 5120-XZ-846 | LIMIT SWITCH - CLOSE |  |  | DIR | SIS | Field | [7 empty] | IS | 4503-VZ-DM-T51202002 |  |  |  | 5120-XZZSC-846/6190-SSB-002 | [28 empty] | 6190-SSB-002 |  |  |  |  | 4 | 8
| 5120-XZZSO-846 |  | 5120-XZ-846 | LIMIT SWITCH - OPEN |  |  | DIR | SIS | Field | [7 empty] | IS | 4503-VZ-DM-T51202002 |  |  |  | 5120-XZZSO-846/6190-SSB-002 | [28 empty] | 6190-SSB-002 |  |  |  |  | 4 | 9
| 5120-XZZSC-853 |  | 5120-XZ-853 | LIMIT SWITCH - CLOSE |  |  | DIR | SIS | Field | [7 empty] | IS | 4503-VZ-DM-T51202006 |  |  |  | 5120-XZZSC-853/6190-SSB-002 | [28 empty] | 6190-SSB-002 |  |  |  |  | 4 | 10
| 5120-XZZSO-853 |  | 5120-XZ-853 | LIMIT SWITCH - OPEN |  |  | DIR | SIS | Field | [7 empty] | IS | 4503-VZ-DM-T51202006 |  |  |  | 5120-XZZSO-853/6190-SSB-002 | [28 empty] | 6190-SSB-002 |  |  |  |  | 4 | 11
| 5120-XZZSC-854 |  | 5120-XZ-854 | LIMIT SWITCH - CLOSE |  |  | DIR | SIS | Field | [7 empty] | IS | 4503-VZ-DM-T51202006 |  |  |  | 5120-XZZSC-854/6190-SSB-002 | [28 empty] | 6190-SSB-002 |  |  |  |  | 4 | 12
| 5120-XZZSO-854 |  | 5120-XZ-854 | LIMIT SWITCH - OPEN |  |  | DIR | SIS | Field | [7 empty] | IS | 4503-VZ-DM-T51202006 |  |  |  | 5120-XZZSO-854/6190-SSB-002 | [28 empty] | 6190-SSB-002 |  |  |  |  | 4 | 13
| 5120-XZZSC-856 |  | 5120-XZ-856 | LIMIT SWITCH - CLOSE |  |  | DIR | SIS | Field | [7 empty] | IS | 4503-VZ-DM-T51202003 |  |  |  | 5120-XZZSC-856/6190-SSB-002 | [28 empty] | 6190-SSB-002 |  |  |  |  | 4 | 14
| 5120-XZZSO-856 |  | 5120-XZ-856 | LIMIT SWITCH - OPEN |  |  | DIR | SIS | Field | [7 empty] | IS | 4503-VZ-DM-T51202003 |  |  |  | 5120-XZZSO-856/6190-SSB-002 | [28 empty] | 6190-SSB-002 |  |  |  |  | 4 | 15
| 5120-XZZSC-860 |  | 5120-XZ-860 | LIMIT SWITCH - CLOSE |  |  | DIR | SIS | Field | [7 empty] | IS | 4503-VZ-DM-T51202003 |  |  |  | 5120-XZZSC-860/6190-SSB-002 | [28 empty] | 6190-SSB-002 |  |  |  |  | 4 | 16
| 5120-XZZSO-860 |  | 5120-XZ-860 | LIMIT SWITCH - OPEN |  |  | DIR | SIS | Field | [7 empty] | IS | 4503-VZ-DM-T51202003 |  |  |  | 5120-XZZSO-860/6190-SSB-002 | [28 empty] | 6190-SSB-002 |  |  |  |  | 5 | 1
| 5110-TZT-629AP |  | 5110-TZ-629P | TEMPERATURE TRANSM. - HEAD MOUNT |  |  | AIRH | SIS | Field | [7 empty] | IS | 4503-VZ-DM-T51102023 | 51-E-1004 | 51-E-1004 |  | 5110-TZT-629AP/6190-SSB-002 | [28 empty] | 6190-SSB-002 |  |  |  |  | 5 | 2
| SPARE | [49 empty] | 6190-SSB-002 |  |  |  |  | 5 | 3
| SPARE | [49 empty] | 6190-SSB-002 |  |  |  |  | 5 | 4
| SPARE | [49 empty] | 6190-SSB-002 |  |  |  |  | 5 | 5
| SPARE | [49 empty] | 6190-SSB-002 |  |  |  |  | 5 | 6
| SPARE | [49 empty] | 6190-SSB-002 |  |  |  |  | 5 | 7
| SPARE | [49 empty] | 6190-SSB-002 |  |  |  |  | 5 | 8
| SPARE | [49 empty] | 6190-SSB-002 |  |  |  |  | 5 | 9
| SPARE | [49 empty] | 6190-SSB-002 |  |  |  |  | 5 | 10
| SPARE | [49 empty] | 6190-SSB-002 |  |  |  |  | 5 | 11
| SPARE | [49 empty] | 6190-SSB-002 |  |  |  |  | 5 | 12
| SPARE | [49 empty] | 6190-SSB-002 |  |  |  |  | 5 | 13
| SPARE | [49 empty] | 6190-SSB-002 |  |  |  |  | 5 | 14
| SPARE | [49 empty] | 6190-SSB-002 |  |  |  |  | 5 | 15
| SPARE | [49 empty] | 6190-SSB-002 |  |  |  |  | 5 | 16
| SPARE | [49 empty] | 6190-SSB-002 |  |  |  |  | 6 | 1
| SPARE | [49 empty] | 6190-SSB-002 |  |  |  |  | 6 | 2
| SPARE | [49 empty] | 6190-SSB-002 |  |  |  |  | 6 | 3
| SPARE | [49 empty] | 6190-SSB-002 |  |  |  |  | 6 | 4
| SPARE | [49 empty] | 6190-SSB-002 |  |  |  |  | 6 | 5
| SPARE | [49 empty] | 6190-SSB-002 |  |  |  |  | 6 | 6
| SPARE | [49 empty] | 6190-SSB-002 |  |  |  |  | 6 | 7
| SPARE | [49 empty] | 6190-SSB-002 |  |  |  |  | 6 | 8
| SPARE | [49 empty] | 6190-SSB-002 |  |  |  |  | 6 | 9
| SPARE | [49 empty] | 6190-SSB-002 |  |  |  |  | 6 | 10
| SPARE | [49 empty] | 6190-SSB-002 |  |  |  |  | 6 | 11
| SPARE | [49 empty] | 6190-SSB-002 |  |  |  |  | 6 | 12
| SPARE | [49 empty] | 6190-SSB-002 |  |  |  |  | 6 | 13
| SPARE | [49 empty] | 6190-SSB-002 |  |  |  |  | 6 | 14
| SPARE | [49 empty] | 6190-SSB-002 |  |  |  |  | 6 | 15
| SPARE | [49 empty] | 6190-SSB-002 |  |  |  |  | 6 | 16
| 6121-TZT-604A |  | 6121-TZ-604A | TEMPERATURE TRANSM. - HEAD MOUNT |  |  | AIRH | SIS | Field | [7 empty] | IS | 4503-VZ-DM-T61212008 | 61-A-2101 |  | ETH_T1/6121-TZ-604_G1 | 6121-TZT-604A/6190-SSB-003 | [28 empty] | 6190-SSB-003 |  |  |  |  | 1 | 1
| 6121-TZT-625 |  | 6121-TZ-625 | TEMPERATURE TRANSM. - HEAD MOUNT |  |  | AIRH | SIS | Field | [7 empty] | IS | 4503-VZ-DM-T61212009 |  |  | ETH_T1 | 6121-TZT-625/6190-SSB-003 | [28 empty] | 6190-SSB-003 |  |  |  |  | 1 | 2
| 6121-XZZSC-802 |  | 6121-XZ-802 | LIMIT SWITCH - CLOSE |  |  | DIR | SIS | Field | [7 empty] | IS | 4503-VZ-DM-T61212008 |  |  | ETH_T1 | 6121-XZZSC-802/6190-SSB-003 | [28 empty] | 6190-SSB-003 |  |  |  |  | 1 | 3
| 6121-XZZSO-802 |  | 6121-XZ-802 | LIMIT SWITCH - OPEN |  |  | DIR | SIS | Field | [7 empty] | IS | 4503-VZ-DM-T61212008 |  |  | ETH_T1 | 6121-XZZSO-802/6190-SSB-003 | [28 empty] | 6190-SSB-003 |  |  |  |  | 1 | 4
| 6121-PZT-477 |  | 6121-PZ-477 | PRESSURE TRANSMITTER |  |  | AIRH | SIS | Field | [7 empty] | IS | 4503-VZ-DM-T61212008 |  |  |  | 6121-PZT-477/6190-SSB-003 | [28 empty] | 6190-SSB-003 |  |  |  |  | 1 | 5
| 6121-PZT-478 |  | 6121-PZ-478 | PRESSURE TRANSMITTER |  |  | AIRH | SIS | Field | [7 empty] | IS | 4503-VZ-DM-T61212208 |  |  |  | 6121-PZT-478/6190-SSB-003 | [28 empty] | 6190-SSB-003 |  |  |  |  | 1 | 6
| SPARE | [49 empty] | 6190-SSB-003 |  |  |  |  | 1 | 7
| SPARE | [49 empty] | 6190-SSB-003 |  |  |  |  | 1 | 8
| SPARE | [49 empty] | 6190-SSB-003 |  |  |  |  | 1 | 9
| SPARE | [49 empty] | 6190-SSB-003 |  |  |  |  | 1 | 10
| SPARE | [49 empty] | 6190-SSB-003 |  |  |  |  | 1 | 11
| SPARE | [49 empty] | 6190-SSB-003 |  |  |  |  | 1 | 12
| SPARE | [49 empty] | 6190-SSB-003 |  |  |  |  | 1 | 13
| SPARE | [49 empty] | 6190-SSB-003 |  |  |  |  | 1 | 14
| SPARE | [49 empty] | 6190-SSB-003 |  |  |  |  | 1 | 15
| SPARE | [49 empty] | 6190-SSB-003 |  |  |  |  | 1 | 16
| 6121-TZT-604B |  | 6121-TZ-604B | TEMPERATURE TRANSM. - HEAD MOUNT |  |  | AIRH | SIS | Field | [7 empty] | IS | 4503-VZ-DM-T61212008 | 61-A-2101 |  | ETH_T1/6121-TZ-604_G2 | 6121-TZT-604B/6190-SSB-003 | [28 empty] | 6190-SSB-003 |  |  |  |  | 2 | 1
| SPARE | [49 empty] | 6190-SSB-003 |  |  |  |  | 2 | 2
| SPARE | [49 empty] | 6190-SSB-003 |  |  |  |  | 2 | 3
| SPARE | [49 empty] | 6190-SSB-003 |  |  |  |  | 2 | 4
| SPARE | [49 empty] | 6190-SSB-003 |  |  |  |  | 2 | 5
| SPARE | [49 empty] | 6190-SSB-003 |  |  |  |  | 2 | 6
| SPARE | [49 empty] | 6190-SSB-003 |  |  |  |  | 2 | 7
| SPARE | [49 empty] | 6190-SSB-003 |  |  |  |  | 2 | 8
| SPARE | [49 empty] | 6190-SSB-003 |  |  |  |  | 2 | 9
| SPARE | [49 empty] | 6190-SSB-003 |  |  |  |  | 2 | 10
| SPARE | [49 empty] | 6190-SSB-003 |  |  |  |  | 2 | 11
| SPARE | [49 empty] | 6190-SSB-003 |  |  |  |  | 2 | 12
| SPARE | [49 empty] | 6190-SSB-003 |  |  |  |  | 2 | 13
| SPARE | [49 empty] | 6190-SSB-003 |  |  |  |  | 2 | 14
| SPARE | [49 empty] | 6190-SSB-003 |  |  |  |  | 2 | 15
| SPARE | [49 empty] | 6190-SSB-003 |  |  |  |  | 2 | 16
| 6121-TZT-604C |  | 6121-TZ-604C | TEMPERATURE TRANSM. - HEAD MOUNT |  |  | AIRH | SIS | Field | [7 empty] | IS | 4503-VZ-DM-T61212008 | 61-A-2101 |  | ETH_T1/6121-TZ-604_G3 | 6121-TZT-604C/6190-SSB-003 | [28 empty] | 6190-SSB-003 |  |  |  |  | 3 | 1
| SPARE | [49 empty] | 6190-SSB-003 |  |  |  |  | 3 | 2
| SPARE | [49 empty] | 6190-SSB-003 |  |  |  |  | 3 | 3
| SPARE | [49 empty] | 6190-SSB-003 |  |  |  |  | 3 | 4
| SPARE | [49 empty] | 6190-SSB-003 |  |  |  |  | 3 | 5
| SPARE | [49 empty] | 6190-SSB-003 |  |  |  |  | 3 | 6
| SPARE | [49 empty] | 6190-SSB-003 |  |  |  |  | 3 | 7
| SPARE | [49 empty] | 6190-SSB-003 |  |  |  |  | 3 | 8
| SPARE | [49 empty] | 6190-SSB-003 |  |  |  |  | 3 | 9
| SPARE | [49 empty] | 6190-SSB-003 |  |  |  |  | 3 | 10
| SPARE | [49 empty] | 6190-SSB-003 |  |  |  |  | 3 | 11
| SPARE | [49 empty] | 6190-SSB-003 |  |  |  |  | 3 | 12
| SPARE | [49 empty] | 6190-SSB-003 |  |  |  |  | 3 | 13
| SPARE | [49 empty] | 6190-SSB-003 |  |  |  |  | 3 | 14
| SPARE | [49 empty] | 6190-SSB-003 |  |  |  |  | 3 | 15
| SPARE | [49 empty] | 6190-SSB-003 |  |  |  |  | 3 | 16
| 6121-TZT-604D |  | 6121-TZ-604D | TEMPERATURE TRANSM. - HEAD MOUNT |  |  | AIRH | SIS | Field | [7 empty] | IS | 4503-VZ-DM-T61212008 | 61-A-2101 |  | ETH_T1/6121-TZ-604_G4 | 6121-TZT-604D/6190-SSB-003 | [28 empty] | 6190-SSB-003 |  |  |  |  | 4 | 1
| SPARE | [49 empty] | 6190-SSB-003 |  |  |  |  | 4 | 2
| SPARE | [49 empty] | 6190-SSB-003 |  |  |  |  | 4 | 3
| SPARE | [49 empty] | 6190-SSB-003 |  |  |  |  | 4 | 4
| SPARE | [49 empty] | 6190-SSB-003 |  |  |  |  | 4 | 5
| SPARE | [49 empty] | 6190-SSB-003 |  |  |  |  | 4 | 6
| SPARE | [49 empty] | 6190-SSB-003 |  |  |  |  | 4 | 7
| SPARE | [49 empty] | 6190-SSB-003 |  |  |  |  | 4 | 8
| SPARE | [49 empty] | 6190-SSB-003 |  |  |  |  | 4 | 9
| SPARE | [49 empty] | 6190-SSB-003 |  |  |  |  | 4 | 10
| SPARE | [49 empty] | 6190-SSB-003 |  |  |  |  | 4 | 11
| SPARE | [49 empty] | 6190-SSB-003 |  |  |  |  | 4 | 12
| SPARE | [49 empty] | 6190-SSB-003 |  |  |  |  | 4 | 13
| SPARE | [49 empty] | 6190-SSB-003 |  |  |  |  | 4 | 14
| SPARE | [49 empty] | 6190-SSB-003 |  |  |  |  | 4 | 15
| SPARE | [49 empty] | 6190-SSB-003 |  |  |  |  | 4 | 16
| 6121-TZT-604E |  | 6121-TZ-604E | TEMPERATURE TRANSM. - HEAD MOUNT |  |  | AIRH | SIS | Field | [7 empty] | IS | 4503-VZ-DM-T61212008 | 61-A-2101 |  | ETH_T1/6121-TZ-604_G5 | 6121-TZT-604E/6190-SSB-003 | [28 empty] | 6190-SSB-003 |  |  |  |  | 5 | 1
| SPARE | [49 empty] | 6190-SSB-003 |  |  |  |  | 5 | 2
| SPARE | [49 empty] | 6190-SSB-003 |  |  |  |  | 5 | 3
| SPARE | [49 empty] | 6190-SSB-003 |  |  |  |  | 5 | 4
| SPARE | [49 empty] | 6190-SSB-003 |  |  |  |  | 5 | 5
| SPARE | [49 empty] | 6190-SSB-003 |  |  |  |  | 5 | 6
| SPARE | [49 empty] | 6190-SSB-003 |  |  |  |  | 5 | 7
| SPARE | [49 empty] | 6190-SSB-003 |  |  |  |  | 5 | 8
| SPARE | [49 empty] | 6190-SSB-003 |  |  |  |  | 5 | 9
| SPARE | [49 empty] | 6190-SSB-003 |  |  |  |  | 5 | 10
| SPARE | [49 empty] | 6190-SSB-003 |  |  |  |  | 5 | 11
| SPARE | [49 empty] | 6190-SSB-003 |  |  |  |  | 5 | 12
| SPARE | [49 empty] | 6190-SSB-003 |  |  |  |  | 5 | 13
| SPARE | [49 empty] | 6190-SSB-003 |  |  |  |  | 5 | 14
| SPARE | [49 empty] | 6190-SSB-003 |  |  |  |  | 5 | 15
| SPARE | [49 empty] | 6190-SSB-003 |  |  |  |  | 5 | 16
| 6121-TZT-624A |  | 6121-TZ-624A | TEMPERATURE TRANSM. - HEAD MOUNT |  |  | AIRH | SIS | Field | [7 empty] | IS | 4503-VZ-DM-T61212208 | 61-A-2121 |  | ETH_T2/6121-TZ-624_G1 | 6121-TZT-624A/6190-SSB-003 | [28 empty] | 6190-SSB-003 |  |  |  |  | 6 | 1
| 6121-TZT-624B |  | 6121-TZ-624B | TEMPERATURE TRANSM. - HEAD MOUNT |  |  | AIRH | SIS | Field | [7 empty] | IS | 4503-VZ-DM-T61212208 | 61-A-2121 |  | ETH_T2/6121-TZ-624_G1 | 6121-TZT-624B/6190-SSB-003 | [28 empty] | 6190-SSB-003 |  |  |  |  | 6 | 2
| 6121-TZT-611 |  | 6121-TZ-611 | TEMPERATURE TRANSM. - HEAD MOUNT |  |  | AIRH | SIS | Field | [7 empty] | IS | 4503-VZ-DM-T61212209 |  |  | ETH_T2 | 6121-TZT-611/6190-SSB-003 | [28 empty] | 6190-SSB-003 |  |  |  |  | 6 | 3
| 6121-XZZSC-806 |  | 6121-XZ-806 | LIMIT SWITCH - CLOSE |  |  | DIR | SIS | Field | [7 empty] | IS | 4503-VZ-DM-T61212208 |  |  | ETH_T2 | 6121-XZZSC-806/6190-SSB-003 | [28 empty] | 6190-SSB-003 |  |  |  |  | 6 | 4
| 6121-XZZSO-806 |  | 6121-XZ-806 | LIMIT SWITCH - OPEN |  |  | DIR | SIS | Field | [7 empty] | IS | 4503-VZ-DM-T61212208 |  |  | ETH_T2 | 6121-XZZSO-806/6190-SSB-003 | [28 empty] | 6190-SSB-003 |  |  |  |  | 6 | 5
| SPARE | [49 empty] | 6190-SSB-003 |  |  |  |  | 6 | 6
| SPARE | [49 empty] | 6190-SSB-003 |  |  |  |  | 6 | 7
| SPARE | [49 empty] | 6190-SSB-003 |  |  |  |  | 6 | 8
| SPARE | [49 empty] | 6190-SSB-003 |  |  |  |  | 6 | 9
| SPARE | [49 empty] | 6190-SSB-003 |  |  |  |  | 6 | 10
| SPARE | [49 empty] | 6190-SSB-003 |  |  |  |  | 6 | 11
| SPARE | [49 empty] | 6190-SSB-003 |  |  |  |  | 6 | 12
| SPARE | [49 empty] | 6190-SSB-003 |  |  |  |  | 6 | 13
| SPARE | [49 empty] | 6190-SSB-003 |  |  |  |  | 6 | 14
| SPARE | [49 empty] | 6190-SSB-003 |  |  |  |  | 6 | 15
| SPARE | [49 empty] | 6190-SSB-003 |  |  |  |  | 6 | 16
| 8615-LZT-301 |  | 8615-LZ-301 | LEVEL TRANSM. - DP |  |  | AIRH | SIS | Field | [7 empty] | NIS | 4503-WZ-DM-T86152701 | 86-TK-1501 |  |  | 8615-LZT-301/8691-SSB-001 | [28 empty] | 8691-SSB-001 |  |  |  |  | 1 | 1
| 8615-LZT-302 |  | 8615-LZ-302 | LEVEL TRANSM. - DP |  |  | AIRH | SIS | Field | [7 empty] | NIS | 4503-WZ-DM-T86152701 | 86-TK-1501 |  |  | 8615-LZT-302/8691-SSB-001 | [28 empty] | 8691-SSB-001 |  |  |  |  | 1 | 2
| 8615-XZY-850 |  | 8615-XD-850 | SOLENOID VALVE |  |  | DOR | SIS | Field | [7 empty] | NIS | 4503-WZ-DM-T86152701 |  |  |  | 8615-XZY-850/8691-SSB-001 | [28 empty] | 8691-SSB-001 |  |  |  |  | 1 | 3
| 8619-LZT-301 |  | 8619-LZ-301 | LEVEL TRANSM. - DP |  |  | AIRH | SIS | Field | [7 empty] | NIS | 4503-WZ-DM-T86192701 | 87-TK-1901A |  |  | 8619-LZT-301/8691-SSB-001 | [28 empty] | 8691-SSB-001 |  |  |  |  | 1 | 4
| 8619-LZT-302 |  | 8619-LZ-302 | LEVEL TRANSM. - DP |  |  | AIRH | SIS | Field | [7 empty] | NIS | 4503-WZ-DM-T86192701 | 86-TK-1901A |  |  | 8619-LZT-302/8691-SSB-001 | [28 empty] | 8691-SSB-001 |  |  |  |  | 1 | 5
| 8619-LZT-303 |  | 8619-LZ-303 | LEVEL TRANSM. - DP |  |  | AIRH | SIS | Field | [7 empty] | NIS | 4503-WZ-DM-T86192705 | 87-TK-1901B |  |  | 8619-LZT-303/8691-SSB-001 | [28 empty] | 8691-SSB-001 |  |  |  |  | 1 | 6
| 8619-LZT-304 |  | 8619-LZ-304 | LEVEL TRANSM. - DP |  |  | AIRH | SIS | Field | [7 empty] | NIS | 4503-WZ-DM-T86192705 | 86-TK-1901B |  |  | 8619-LZT-304/8691-SSB-001 | [28 empty] | 8691-SSB-001 |  |  |  |  | 1 | 7
| 8619-XZZSC-801 |  | 8619-XZ-801 | LIMIT SWITCH - CLOSE |  |  | DIR | SIS | Field | [7 empty] | NIS | 4503-WZ-DM-T86192701 |  |  |  | 8619-XZZSC-801/8691-SSB-001 | [28 empty] | 8691-SSB-001 |  |  |  |  | 1 | 8
| 8619-XZZSO-801 |  | 8619-XZ-801 | LIMIT SWITCH - OPEN |  |  | DIR | SIS | Field | [7 empty] | NIS | 4503-WZ-DM-T86192701 |  |  |  | 8619-XZZSO-801/8691-SSB-001 | [28 empty] | 8691-SSB-001 |  |  |  |  | 1 | 9
| 8619-XZY-801 |  | 8619-XZ-801 | SOLENOID VALVE |  |  | DOR | SIS | Field | [7 empty] | NIS | 4503-WZ-DM-T86192701 |  |  |  | 8619-XZY-801/8691-SSB-001 | [28 empty] | 8691-SSB-001 |  |  |  |  | 1 | 10
| 8619-XZZSC-802 |  | 8619-XZ-802 | LIMIT SWITCH - CLOSE |  |  | DIR | SIS | Field | [7 empty] | NIS | 4503-WZ-DM-T86192705 |  |  |  | 8619-XZZSC-802/8691-SSB-001 | [28 empty] | 8691-SSB-001 |  |  |  |  | 1 | 11
| 8619-XZZSO-802 |  | 8619-XZ-802 | LIMIT SWITCH - OPEN |  |  | DIR | SIS | Field | [7 empty] | NIS | 4503-WZ-DM-T86192705 |  |  |  | 8619-XZZSO-802/8691-SSB-001 | [28 empty] | 8691-SSB-001 |  |  |  |  | 1 | 12
| SPARE | [49 empty] | 8691-SSB-001 |  |  |  |  | 1 | 13
| SPARE | [49 empty] | 8691-SSB-001 |  |  |  |  | 1 | 14
| SPARE | [49 empty] | 8691-SSB-001 |  |  |  |  | 1 | 15
| SPARE | [49 empty] | 8691-SSB-001 |  |  |  |  | 1 | 16
| 8615-XZZSC-850 |  | 8615-XD-850 | LIMIT SWITCH - CLOSE |  |  | DIR | SIS | Field | [7 empty] | IS | 4503-WZ-DM-T86152701 |  |  |  | 8615-XZZSC-850/8691-SSB-001 | [28 empty] | 8691-SSB-001 |  |  |  |  | 2 | 1
| 8615-XZZSO-850 |  | 8615-XD-850 | LIMIT SWITCH - OPEN |  |  | DIR | SIS | Field | [7 empty] | IS | 4503-WZ-DM-T86152701 |  |  |  | 8615-XZZSO-850/8691-SSB-001 | [28 empty] | 8691-SSB-001 |  |  |  |  | 2 | 2
| SPARE | [49 empty] | 8691-SSB-001 |  |  |  |  | 2 | 3
| SPARE | [49 empty] | 8691-SSB-001 |  |  |  |  | 2 | 4
| SPARE | [49 empty] | 8691-SSB-001 |  |  |  |  | 2 | 5
| SPARE | [49 empty] | 8691-SSB-001 |  |  |  |  | 2 | 6
| SPARE | [49 empty] | 8691-SSB-001 |  |  |  |  | 2 | 7
| SPARE | [49 empty] | 8691-SSB-001 |  |  |  |  | 2 | 8
| SPARE | [49 empty] | 8691-SSB-001 |  |  |  |  | 2 | 9
| SPARE | [49 empty] | 8691-SSB-001 |  |  |  |  | 2 | 10
| SPARE | [49 empty] | 8691-SSB-001 |  |  |  |  | 2 | 11
| SPARE | [49 empty] | 8691-SSB-001 |  |  |  |  | 2 | 12
| SPARE | [49 empty] | 8691-SSB-001 |  |  |  |  | 2 | 13
| SPARE | [49 empty] | 8691-SSB-001 |  |  |  |  | 2 | 14
| SPARE | [49 empty] | 8691-SSB-001 |  |  |  |  | 2 | 15
| SPARE | [49 empty] | 8691-SSB-001 |  |  |  |  | 2 | 16
| SPARE | [49 empty] | 8691-SSB-001 |  |  |  |  | 3 | 1
| SPARE | [49 empty] | 8691-SSB-001 |  |  |  |  | 3 | 2
| SPARE | [49 empty] | 8691-SSB-001 |  |  |  |  | 3 | 3
| SPARE | [49 empty] | 8691-SSB-001 |  |  |  |  | 3 | 4
| SPARE | [49 empty] | 8691-SSB-001 |  |  |  |  | 3 | 5
| SPARE | [49 empty] | 8691-SSB-001 |  |  |  |  | 3 | 6
| SPARE | [49 empty] | 8691-SSB-001 |  |  |  |  | 3 | 7
| SPARE | [49 empty] | 8691-SSB-001 |  |  |  |  | 3 | 8
| SPARE | [49 empty] | 8691-SSB-001 |  |  |  |  | 3 | 9
| SPARE | [49 empty] | 8691-SSB-001 |  |  |  |  | 3 | 10
| SPARE | [49 empty] | 8691-SSB-001 |  |  |  |  | 3 | 11
| SPARE | [49 empty] | 8691-SSB-001 |  |  |  |  | 3 | 12
| SPARE | [49 empty] | 8691-SSB-001 |  |  |  |  | 3 | 13
| SPARE | [49 empty] | 8691-SSB-001 |  |  |  |  | 3 | 14
| SPARE | [49 empty] | 8691-SSB-001 |  |  |  |  | 3 | 15
| SPARE | [49 empty] | 8691-SSB-001 |  |  |  |  | 3 | 16
| 8968-XZZSC-810 |  | 8968-XZ-810 | LIMIT SWITCH - CLOSE |  |  | DIR | SIS | Field | [7 empty] | IS | 4503-XZ-DM-T89683001 |  |  |  | 8968-XZZSC-810/8904-SSB-001 | [28 empty] | 8904-SSB-001 |  |  |  |  | 1 | 1
| 8968-XZZSO-810 |  | 8968-XZ-810 | LIMIT SWITCH - OPEN |  |  | DIR | SIS | Field | [7 empty] | IS | 4503-XZ-DM-T89683001 |  |  |  | 8968-XZZSO-810/8904-SSB-001 | [28 empty] | 8904-SSB-001 |  |  |  |  | 1 | 2
| 8968-XZZSC-812 |  | 8968-XZ-812 | LIMIT SWITCH - CLOSE |  |  | DIR | SIS | Field | [7 empty] | IS | 4503-XZ-DM-T89683001 |  |  |  | 8968-XZZSC-812/8904-SSB-001 | [28 empty] | 8904-SSB-001 |  |  |  |  | 1 | 3
| 8968-XZZSO-812 |  | 8968-XZ-812 | LIMIT SWITCH - OPEN |  |  | DIR | SIS | Field | [7 empty] | IS | 4503-XZ-DM-T89683001 |  |  |  | 8968-XZZSO-812/8904-SSB-001 | [28 empty] | 8904-SSB-001 |  |  |  |  | 1 | 4
| SPARE | [49 empty] | 8904-SSB-001 |  |  |  |  | 1 | 5
| SPARE | [49 empty] | 8904-SSB-001 |  |  |  |  | 1 | 6
| SPARE | [49 empty] | 8904-SSB-001 |  |  |  |  | 1 | 7
| SPARE | [49 empty] | 8904-SSB-001 |  |  |  |  | 1 | 8
| SPARE | [49 empty] | 8904-SSB-001 |  |  |  |  | 1 | 9
| SPARE | [49 empty] | 8904-SSB-001 |  |  |  |  | 1 | 10
| SPARE | [49 empty] | 8904-SSB-001 |  |  |  |  | 1 | 11
| SPARE | [49 empty] | 8904-SSB-001 |  |  |  |  | 1 | 12
| SPARE | [49 empty] | 8904-SSB-001 |  |  |  |  | 1 | 13
| SPARE | [49 empty] | 8904-SSB-001 |  |  |  |  | 1 | 14
| SPARE | [49 empty] | 8904-SSB-001 |  |  |  |  | 1 | 15
| SPARE | [49 empty] | 8904-SSB-001 |  |  |  |  | 1 | 16
| 8968-XZY-810 |  | 8968-XZ-810 | SOLENOID VALVE |  |  | DOR | SIS | Field | [7 empty] | NIS | 4503-XZ-DM-T89683001 |  |  |  | 8968-XZY-810/8904-SSB-001 | [28 empty] | 8904-SSB-001 |  |  |  |  | 2 | 1
| 8968-XZY-812 |  | 8968-XZ-812 | SOLENOID VALVE |  |  | DOR | SIS | Field | [7 empty] | NIS | 4503-XZ-DM-T89683001 |  |  |  | 8968-XZY-812/8904-SSB-001 | [28 empty] | 8904-SSB-001 |  |  |  |  | 2 | 2
| SPARE | [49 empty] | 8904-SSB-001 |  |  |  |  | 2 | 3
| SPARE | [49 empty] | 8904-SSB-001 |  |  |  |  | 2 | 4
| SPARE | [49 empty] | 8904-SSB-001 |  |  |  |  | 2 | 5
| SPARE | [49 empty] | 8904-SSB-001 |  |  |  |  | 2 | 6
| SPARE | [49 empty] | 8904-SSB-001 |  |  |  |  | 2 | 7
| SPARE | [49 empty] | 8904-SSB-001 |  |  |  |  | 2 | 8
| SPARE | [49 empty] | 8904-SSB-001 |  |  |  |  | 2 | 9
| SPARE | [49 empty] | 8904-SSB-001 |  |  |  |  | 2 | 10
| SPARE | [49 empty] | 8904-SSB-001 |  |  |  |  | 2 | 11
| SPARE | [49 empty] | 8904-SSB-001 |  |  |  |  | 2 | 12
| SPARE | [49 empty] | 8904-SSB-001 |  |  |  |  | 2 | 13
| SPARE | [49 empty] | 8904-SSB-001 |  |  |  |  | 2 | 14
| SPARE | [49 empty] | 8904-SSB-001 |  |  |  |  | 2 | 15
| SPARE | [49 empty] | 8904-SSB-001 |  |  |  |  | 2 | 16
| SPARE | [49 empty] | 8904-SSB-001 |  |  |  |  | 3 | 1
| SPARE | [49 empty] | 8904-SSB-001 |  |  |  |  | 3 | 2
| SPARE | [49 empty] | 8904-SSB-001 |  |  |  |  | 3 | 3
| SPARE | [49 empty] | 8904-SSB-001 |  |  |  |  | 3 | 4
| SPARE | [49 empty] | 8904-SSB-001 |  |  |  |  | 3 | 5
| SPARE | [49 empty] | 8904-SSB-001 |  |  |  |  | 3 | 6
| SPARE | [49 empty] | 8904-SSB-001 |  |  |  |  | 3 | 7
| SPARE | [49 empty] | 8904-SSB-001 |  |  |  |  | 3 | 8
| SPARE | [49 empty] | 8904-SSB-001 |  |  |  |  | 3 | 9
| SPARE | [49 empty] | 8904-SSB-001 |  |  |  |  | 3 | 10
| SPARE | [49 empty] | 8904-SSB-001 |  |  |  |  | 3 | 11
| SPARE | [49 empty] | 8904-SSB-001 |  |  |  |  | 3 | 12
| SPARE | [49 empty] | 8904-SSB-001 |  |  |  |  | 3 | 13
| SPARE | [49 empty] | 8904-SSB-001 |  |  |  |  | 3 | 14
| SPARE | [49 empty] | 8904-SSB-001 |  |  |  |  | 3 | 15
| SPARE | [49 empty] | 8904-SSB-001 |  |  |  |  | 3 | 16
| SPARE | [49 empty] | 8904-SSB-001 |  |  |  |  | 4 | 1
| SPARE | [49 empty] | 8904-SSB-001 |  |  |  |  | 4 | 2
| SPARE | [49 empty] | 8904-SSB-001 |  |  |  |  | 4 | 3
| SPARE | [49 empty] | 8904-SSB-001 |  |  |  |  | 4 | 4
| SPARE | [49 empty] | 8904-SSB-001 |  |  |  |  | 4 | 5
| SPARE | [49 empty] | 8904-SSB-001 |  |  |  |  | 4 | 6
| SPARE | [49 empty] | 8904-SSB-001 |  |  |  |  | 4 | 7
| SPARE | [49 empty] | 8904-SSB-001 |  |  |  |  | 4 | 8
| SPARE | [49 empty] | 8904-SSB-001 |  |  |  |  | 4 | 9
| SPARE | [49 empty] | 8904-SSB-001 |  |  |  |  | 4 | 10
| SPARE | [49 empty] | 8904-SSB-001 |  |  |  |  | 4 | 11
| SPARE | [49 empty] | 8904-SSB-001 |  |  |  |  | 4 | 12
| SPARE | [49 empty] | 8904-SSB-001 |  |  |  |  | 4 | 13
| SPARE | [49 empty] | 8904-SSB-001 |  |  |  |  | 4 | 14
| SPARE | [49 empty] | 8904-SSB-001 |  |  |  |  | 4 | 15
| SPARE | [49 empty] | 8904-SSB-001 |  |  |  |  | 4 | 16

## PDS Tag Assignment Report
PDS TAG ASSIGNMENT REPORT (Card -> Channel, incl. SPARE)
STATUS | Tag_Number | Control_System_Tag | Loop_Number | INSTR_TYPE_DESC | TAG_SERVICE_1 | TAG_SERVICE_2 | IO_TYPE | SYSTEM | LOCATION | SIGNAL_DESTINATION | LOOP_POWERD | DO_RELAY_TYPE | POWER_CONSUMPTION | EXTERNAL_POWER | SIGNAL_VOLTAGE_LEVEL | INTRINSIC_SAFETY_BARRIER | CS_Execution | CLIENT_PID_NO | EQUIPMENT_NAME | PACKAGE_NAME | GROUPING_REMARKS | Cable Name | Cable Type Name | Cable_Term | IRP_Cabinet_Name | Ele_TS_Name | Ele_TS_No | Relay_No | Relay_Type | NO/NC Contact | FTA Name (IRP) | FTA No. (IRP) | Signal Conditioner Type (IRP) | Card No. (IRP) | Channel No.(IRP) | Communication Module No. (IRP) | Aux_Cabinet_Name | Field_TS_Name | Field_TS_No | Aux_Cmpt_Term_IN_No | Aux_Cmpt_No | Aux_Cmpt_Make/Model | Aux_Cmpt_Term_OUT_No | Aux_Cmpt_Power_Source | Aux_Cmpt_Power_Term_No(s) | Aux_TS_OUT_Name | Aux_TS_OUT_No | Aux_Inter_Cable_Name | Aux_Inter_Cable_Type | Aux_Inter_Cable_Term | SJB_Name | FTA Name | FTA No. | Barrier Type | Signal Conditioner Type | Card No. | Channel No. | Communication Module No. | FOJB_Name | Marshalling Cabinet Name (RIO) | FTA Name (RIO) | FTA No. (RIO) | Barrier Model (RIO) | Signal Conditioner Type (RIO) | Card No. (RIO) | Channel No. (RIO) | Communication Module No. (RIO) | System Cabinet Name | CPU Name | Remarks | Revision
| 3141-HS-101 |  | 3141-HD-101 | HAND SWITCH |  |  | DIR | PDS | LP | [7 empty] | NIS | 4503-VZ-DM-T31412001 |  |  | PDS-G1 | 3141-HS-101/3900-PDSSB-001 | [28 empty] | 3900-PDSSB-001 |  |  |  |  | 1 | 1
| 3141-HS-102 |  | 3141-HD-102 | HAND SWITCH |  |  | DIR | PDS | LP | [7 empty] | NIS | 4503-VZ-DM-T31412001 |  |  | PDS-G1 | 3141-HS-102/3900-PDSSB-001 | [28 empty] | 3900-PDSSB-001 |  |  |  |  | 1 | 2
| 3141-KY-810J |  | 3141-KD-810J | SOLENOID VALVE |  |  | DOR | PDS | Field | [7 empty] | NIS | 4503-VZ-DM-T31412002 |  |  | PDS-G1 | 3141-KY-810J/3900-PDSSB-001 | [28 empty] | 3900-PDSSB-001 |  |  |  |  | 1 | 3
| 3141-KY-810L |  | 3141-KD-810L | SOLENOID VALVE |  |  | DOR | PDS | Field | [7 empty] | NIS | 4503-VZ-DM-T31412001 |  |  | PDS-G1 | 3141-KY-810L/3900-PDSSB-001 | [28 empty] | 3900-PDSSB-001 |  |  |  |  | 1 | 4
| 3141-HS-101C |  | 3141-HD-101C | HAND SWITCH |  |  | DIR | PDS | LP | [7 empty] | NIS | 4503-VZ-DM-T31412011 |  |  | PDS-G3 | 3141-HS-101C/3900-PDSSB-001 | [28 empty] | 3900-PDSSB-001 |  |  |  |  | 2 | 1
| 3141-HS-102C |  | 3141-HD-102C | HAND SWITCH |  |  | DIR | PDS | LP | [7 empty] | NIS | 4503-VZ-DM-T31412011 |  |  | PDS-G3 | 3141-HS-102C/3900-PDSSB-001 | [28 empty] | 3900-PDSSB-001 |  |  |  |  | 2 | 2
| 3141-KY-820J |  | 3141-KD-820J | SOLENOID VALVE |  |  | DOR | PDS | Field | [7 empty] | NIS | 4503-VZ-DM-T31412012 |  |  | PDS-G3 | 3141-KY-820J/3900-PDSSB-001 | [28 empty] | 3900-PDSSB-001 |  |  |  |  | 2 | 3
| 3141-KY-820L |  | 3141-KD-820L | SOLENOID VALVE |  |  | DOR | PDS | Field | [7 empty] | NIS | 4503-VZ-DM-T31412011 |  |  | PDS-G3 | 3141-KY-820L/3900-PDSSB-001 | [28 empty] | 3900-PDSSB-001 |  |  |  |  | 2 | 4
| 3141-HS-151 |  | 3141-HD-151 | HAND SWITCH |  |  | DIR | PDS | LP | [7 empty] | NIS | 4503-VZ-DM-T31412003 |  |  | PDS-G2 | 3141-HS-151/3900-PDSSB-001 | [28 empty] | 3900-PDSSB-001 |  |  |  |  | 3 | 1
| 3141-HS-152 |  | 3141-HD-152 | HAND SWITCH |  |  | DIR | PDS | LP | [7 empty] | NIS | 4503-VZ-DM-T31412003 |  |  | PDS-G2 | 3141-HS-152/3900-PDSSB-001 | [28 empty] | 3900-PDSSB-001 |  |  |  |  | 3 | 2
| 3141-KY-860J |  | 3141-KD-860J | SOLENOID VALVE |  |  | DOR | PDS | Field | [7 empty] | NIS | 4503-VZ-DM-T31412004 |  |  | PDS-G2 | 3141-KY-860J/3900-PDSSB-001 | [28 empty] | 3900-PDSSB-001 |  |  |  |  | 3 | 3
| 3141-KY-860L |  | 3141-KD-860L | SOLENOID VALVE |  |  | DOR | PDS | Field | [7 empty] | NIS | 4503-VZ-DM-T31412003 |  |  | PDS-G2 | 3141-KY-860L/3900-PDSSB-001 | [28 empty] | 3900-PDSSB-001 |  |  |  |  | 3 | 4
| 3141-HS-151D |  | 3141-HD-151D | HAND SWITCH |  |  | DIR | PDS | LP | [7 empty] | NIS | 4503-VZ-DM-T31412013 |  |  | PDS-G4 | 3141-HS-151D/3900-PDSSB-001 | [28 empty] | 3900-PDSSB-001 |  |  |  |  | 4 | 1
| 3141-HS-152D |  | 3141-HD-152D | HAND SWITCH |  |  | DIR | PDS | LP | [7 empty] | NIS | 4503-VZ-DM-T31412013 |  |  | PDS-G4 | 3141-HS-152D/3900-PDSSB-001 | [28 empty] | 3900-PDSSB-001 |  |  |  |  | 4 | 2
| 3141-KY-830J |  | 3141-KD-830J | SOLENOID VALVE |  |  | DOR | PDS | Field | [7 empty] | NIS | 4503-VZ-DM-T31412014 |  |  | PDS-G4 | 3141-KY-830J/3900-PDSSB-001 | [28 empty] | 3900-PDSSB-001 |  |  |  |  | 4 | 3
| 3141-KY-830L |  | 3141-KD-830L | SOLENOID VALVE |  |  | DOR | PDS | Field | [7 empty] | NIS | 4503-VZ-DM-T31412013 |  |  | PDS-G4 | 3141-KY-830L/3900-PDSSB-001 | [28 empty] | 3900-PDSSB-001 |  |  |  |  | 4 | 4
| 3141-KY-810P1 |  | 3141-KD-810P1 | SOLENOID VALVE |  |  | DOR | PDS | Field | [7 empty] | NIS | 4503-VZ-DM-T31412002 |  |  | PDS-G1 | 3141-KY-810P1/3900-PDSSB-001 | [28 empty] | 3900-PDSSB-001 |  |  |  |  | 5 | 1
| 3141-KY-810P2 |  | 3141-KD-810P2 | SOLENOID VALVE |  |  | DOR | PDS | Field | [7 empty] | NIS | 4503-VZ-DM-T31412002 |  |  | PDS-G1 | 3141-KY-810P2/3900-PDSSB-001 | [28 empty] | 3900-PDSSB-001 |  |  |  |  | 5 | 2
| 3141-KY-810P3 |  | 3141-KD-810P3 | SOLENOID VALVE |  |  | DOR | PDS | Field | [7 empty] | NIS | 4503-VZ-DM-T31412002 |  |  | PDS-G1 | 3141-KY-810P3/3900-PDSSB-001 | [28 empty] | 3900-PDSSB-001 |  |  |  |  | 5 | 3
| 3141-KY-810R |  | 3141-KD-810R | SOLENOID VALVE |  |  | DOR | PDS | Field | [7 empty] | NIS | 4503-VZ-DM-T31412002 |  |  | PDS-G1 | 3141-KY-810R/3900-PDSSB-001 | [28 empty] | 3900-PDSSB-001 |  |  |  |  | 5 | 4
| 3141-KY-810W |  | 3141-KD-810W | SOLENOID VALVE |  |  | DOR | PDS | Field | [7 empty] | NIS | 4503-VZ-DM-T31412001 |  |  | PDS-G1 | 3141-KY-810W/3900-PDSSB-001 | [28 empty] | 3900-PDSSB-001 |  |  |  |  | 6 | 1
| 3141-KY-810X |  | 3141-KD-810X | SOLENOID VALVE |  |  | DOR | PDS | Field | [7 empty] | NIS | 4503-VZ-DM-T31412002 |  |  | PDS-G1 | 3141-KY-810X/3900-PDSSB-001 | [28 empty] | 3900-PDSSB-001 |  |  |  |  | 6 | 2
| 3141-KY-810A |  | 3141-KZ-810A | SOLENOID VALVE |  |  | DOR | PDS | Field | [7 empty] | NIS | 4503-VZ-DM-T31412001 |  |  | PDS-G1 | 3141-KY-810A/3900-PDSSB-001 | [28 empty] | 3900-PDSSB-001 |  |  |  |  | 6 | 3
| 3141-KY-810B |  | 3141-KZ-810B | SOLENOID VALVE |  |  | DOR | PDS | Field | [7 empty] | NIS | 4503-VZ-DM-T31412001 |  |  | PDS-G1 | 3141-KY-810B/3900-PDSSB-001 | [28 empty] | 3900-PDSSB-001 |  |  |  |  | 6 | 4
| 3141-KY-820P1 |  | 3141-KD-820P1 | SOLENOID VALVE |  |  | DOR | PDS | Field | [7 empty] | NIS | 4503-VZ-DM-T31412012 |  |  | PDS-G3 | 3141-KY-820P1/3900-PDSSB-001 | [28 empty] | 3900-PDSSB-001 |  |  |  |  | 7 | 1
| 3141-KY-820P2 |  | 3141-KD-820P2 | SOLENOID VALVE |  |  | DOR | PDS | Field | [7 empty] | NIS | 4503-VZ-DM-T31412012 |  |  | PDS-G3 | 3141-KY-820P2/3900-PDSSB-001 | [28 empty] | 3900-PDSSB-001 |  |  |  |  | 7 | 2
| 3141-KY-820P3 |  | 3141-KD-820P3 | SOLENOID VALVE |  |  | DOR | PDS | Field | [7 empty] | NIS | 4503-VZ-DM-T31412012 |  |  | PDS-G3 | 3141-KY-820P3/3900-PDSSB-001 | [28 empty] | 3900-PDSSB-001 |  |  |  |  | 7 | 3
| 3141-KY-820R |  | 3141-KD-820R | SOLENOID VALVE |  |  | DOR | PDS | Field | [7 empty] | NIS | 4503-VZ-DM-T31412012 |  |  | PDS-G3 | 3141-KY-820R/3900-PDSSB-001 | [28 empty] | 3900-PDSSB-001 |  |  |  |  | 7 | 4
| 3141-KY-820W |  | 3141-KD-820W | SOLENOID VALVE |  |  | DOR | PDS | Field | [7 empty] | NIS | 4503-VZ-DM-T31412011 |  |  | PDS-G3 | 3141-KY-820W/3900-PDSSB-001 | [28 empty] | 3900-PDSSB-001 |  |  |  |  | 8 | 1
| 3141-KY-820X |  | 3141-KD-820X | SOLENOID VALVE |  |  | DOR | PDS | Field | [7 empty] | NIS | 4503-VZ-DM-T31412012 |  |  | PDS-G3 | 3141-KY-820X/3900-PDSSB-001 | [28 empty] | 3900-PDSSB-001 |  |  |  |  | 8 | 2
| 3141-KY-820A |  | 3141-KZ-820A | SOLENOID VALVE |  |  | DOR | PDS | Field | [7 empty] | NIS | 4503-VZ-DM-T31412011 |  |  | PDS-G3 | 3141-KY-820A/3900-PDSSB-001 | [28 empty] | 3900-PDSSB-001 |  |  |  |  | 8 | 3
| 3141-KY-820B |  | 3141-KZ-820B | SOLENOID VALVE |  |  | DOR | PDS | Field | [7 empty] | NIS | 4503-VZ-DM-T31412011 |  |  | PDS-G3 | 3141-KY-820B/3900-PDSSB-001 | [28 empty] | 3900-PDSSB-001 |  |  |  |  | 8 | 4
| 3141-KY-830P1 |  | 3141-KD-830P1 | SOLENOID VALVE |  |  | DOR | PDS | Field | [7 empty] | NIS | 4503-VZ-DM-T31412014 |  |  | PDS-G4 | 3141-KY-830P1/3900-PDSSB-001 | [28 empty] | 3900-PDSSB-001 |  |  |  |  | 9 | 1
| 3141-KY-830P2 |  | 3141-KD-830P2 | SOLENOID VALVE |  |  | DOR | PDS | Field | [7 empty] | NIS | 4503-VZ-DM-T31412014 |  |  | PDS-G4 | 3141-KY-830P2/3900-PDSSB-001 | [28 empty] | 3900-PDSSB-001 |  |  |  |  | 9 | 2
| 3141-KY-830P3 |  | 3141-KD-830P3 | SOLENOID VALVE |  |  | DOR | PDS | Field | [7 empty] | NIS | 4503-VZ-DM-T31412014 |  |  | PDS-G4 | 3141-KY-830P3/3900-PDSSB-001 | [28 empty] | 3900-PDSSB-001 |  |  |  |  | 9 | 3
| 3141-KY-830R |  | 3141-KD-830R | SOLENOID VALVE |  |  | DOR | PDS | Field | [7 empty] | NIS | 4503-VZ-DM-T31412014 |  |  | PDS-G4 | 3141-KY-830R/3900-PDSSB-001 | [28 empty] | 3900-PDSSB-001 |  |  |  |  | 9 | 4
| 3141-KY-860P1 |  | 3141-KD-860P1 | SOLENOID VALVE |  |  | DOR | PDS | Field | [7 empty] | NIS | 4503-VZ-DM-T31412004 |  |  | PDS-G2 | 3141-KY-860P1/3900-PDSSB-001 | [28 empty] | 3900-PDSSB-001 |  |  |  |  | 10 | 1
| 3141-KY-860P2 |  | 3141-KD-860P2 | SOLENOID VALVE |  |  | DOR | PDS | Field | [7 empty] | NIS | 4503-VZ-DM-T31412004 |  |  | PDS-G2 | 3141-KY-860P2/3900-PDSSB-001 | [28 empty] | 3900-PDSSB-001 |  |  |  |  | 10 | 2
| 3141-KY-860P3 |  | 3141-KD-860P3 | SOLENOID VALVE |  |  | DOR | PDS | Field | [7 empty] | NIS | 4503-VZ-DM-T31412004 |  |  | PDS-G2 | 3141-KY-860P3/3900-PDSSB-001 | [28 empty] | 3900-PDSSB-001 |  |  |  |  | 10 | 3
| 3141-KY-860R |  | 3141-KD-860R | SOLENOID VALVE |  |  | DOR | PDS | Field | [7 empty] | NIS | 4503-VZ-DM-T31412004 |  |  | PDS-G2 | 3141-KY-860R/3900-PDSSB-001 | [28 empty] | 3900-PDSSB-001 |  |  |  |  | 10 | 4
| 3141-KY-810C |  | 3141-KZ-810C | SOLENOID VALVE |  |  | DOR | PDS | Field | [7 empty] | NIS | 4503-VZ-DM-T31412001 |  |  | PDS-G1 | 3141-KY-810C/3900-PDSSB-001 | [28 empty] | 3900-PDSSB-001 |  |  |  |  | 11 | 1
| 3141-KY-810D |  | 3141-KZ-810D | SOLENOID VALVE |  |  | DOR | PDS | Field | [7 empty] | NIS | 4503-VZ-DM-T31412001 |  |  | PDS-G1 | 3141-KY-810D/3900-PDSSB-001 | [28 empty] | 3900-PDSSB-001 |  |  |  |  | 11 | 2
| 3141-KY-810E |  | 3141-KZ-810E | SOLENOID VALVE |  |  | DOR | PDS | Field | [7 empty] | NIS | 4503-VZ-DM-T31412002 |  |  | PDS-G1 | 3141-KY-810E/3900-PDSSB-001 | [28 empty] | 3900-PDSSB-001 |  |  |  |  | 11 | 3
| 3141-KY-810G |  | 3141-KZ-810G | SOLENOID VALVE |  |  | DOR | PDS | Field | [7 empty] | NIS | 4503-VZ-DM-T31412001 |  |  | PDS-G1 | 3141-KY-810G/3900-PDSSB-001 | [28 empty] | 3900-PDSSB-001 |  |  |  |  | 11 | 4
| 3141-KY-810H |  | 3141-KZ-810H | SOLENOID VALVE |  |  | DOR | PDS | Field | [7 empty] | NIS | 4503-VZ-DM-T31412001 |  |  | PDS-G1 | 3141-KY-810H/3900-PDSSB-001 | [28 empty] | 3900-PDSSB-001 |  |  |  |  | 12 | 1
| 3141-LS-301 |  | 3141-LD-301 | LEVEL SWITCH - GAMMA RAY |  |  | AIRH | PDS | Field |  |  |  |  | 230 VAC |  |  | NIS | 4503-VZ-DM-T31412001 | 31-V-4101A |  | PDS-G1 | 3141-LS-301/3900-PDSSB-001 | [28 empty] | 3900-PDSSB-001 |  |  |  |  | 12 | 2
| SPARE | [49 empty] | 3900-PDSSB-001 |  |  |  |  | 12 | 3
| SPARE | [49 empty] | 3900-PDSSB-001 |  |  |  |  | 12 | 4
| 3141-KY-820C |  | 3141-KZ-820C | SOLENOID VALVE |  |  | DOR | PDS | Field | [7 empty] | NIS | 4503-VZ-DM-T31412011 |  |  | PDS-G3 | 3141-KY-820C/3900-PDSSB-001 | [28 empty] | 3900-PDSSB-001 |  |  |  |  | 13 | 1
| 3141-KY-820D |  | 3141-KZ-820D | SOLENOID VALVE |  |  | DOR | PDS | Field | [7 empty] | NIS | 4503-VZ-DM-T31412011 |  |  | PDS-G3 | 3141-KY-820D/3900-PDSSB-001 | [28 empty] | 3900-PDSSB-001 |  |  |  |  | 13 | 2
| 3141-KY-820E |  | 3141-KZ-820E | SOLENOID VALVE |  |  | DOR | PDS | Field | [7 empty] | NIS | 4503-VZ-DM-T31412012 |  |  | PDS-G3 | 3141-KY-820E/3900-PDSSB-001 | [28 empty] | 3900-PDSSB-001 |  |  |  |  | 13 | 3
| 3141-KY-820G |  | 3141-KZ-820G | SOLENOID VALVE |  |  | DOR | PDS | Field | [7 empty] | NIS | 4503-VZ-DM-T31412011 |  |  | PDS-G3 | 3141-KY-820G/3900-PDSSB-001 | [28 empty] | 3900-PDSSB-001 |  |  |  |  | 13 | 4
| 3141-KY-820H |  | 3141-KZ-820H | SOLENOID VALVE |  |  | DOR | PDS | Field | [7 empty] | NIS | 4503-VZ-DM-T31412011 |  |  | PDS-G3 | 3141-KY-820H/3900-PDSSB-001 | [28 empty] | 3900-PDSSB-001 |  |  |  |  | 14 | 1
| 3141-LS-361 |  | 3141-LD-361 | LEVEL SWITCH - GAMMA RAY |  |  | AIRH | PDS | Field |  |  |  |  | 230 VAC |  |  | NIS | 4503-VZ-DM-T31412011 | 31-V-4101C |  | PDS-G3 | 3141-LS-361/3900-PDSSB-001 | [28 empty] | 3900-PDSSB-001 |  |  |  |  | 14 | 2
| SPARE | [49 empty] | 3900-PDSSB-001 |  |  |  |  | 14 | 3
| SPARE | [49 empty] | 3900-PDSSB-001 |  |  |  |  | 14 | 4
| 3141-KY-830A |  | 3141-KZ-830A | SOLENOID VALVE |  |  | DOR | PDS | Field | [7 empty] | NIS | 4503-VZ-DM-T31412013 |  |  | PDS-G4 | 3141-KY-830A/3900-PDSSB-001 | [28 empty] | 3900-PDSSB-001 |  |  |  |  | 15 | 1
| 3141-KY-830B |  | 3141-KZ-830B | SOLENOID VALVE |  |  | DOR | PDS | Field | [7 empty] | NIS | 4503-VZ-DM-T31412013 |  |  | PDS-G4 | 3141-KY-830B/3900-PDSSB-001 | [28 empty] | 3900-PDSSB-001 |  |  |  |  | 15 | 2
| 3141-KY-830C |  | 3141-KZ-830C | SOLENOID VALVE |  |  | DOR | PDS | Field | [7 empty] | NIS | 4503-VZ-DM-T31412013 |  |  | PDS-G4 | 3141-KY-830C/3900-PDSSB-001 | [28 empty] | 3900-PDSSB-001 |  |  |  |  | 15 | 3
| 3141-KY-830D |  | 3141-KZ-830D | SOLENOID VALVE |  |  | DOR | PDS | Field | [7 empty] | NIS | 4503-VZ-DM-T31412013 |  |  | PDS-G4 | 3141-KY-830D/3900-PDSSB-001 | [28 empty] | 3900-PDSSB-001 |  |  |  |  | 15 | 4
| 3141-KY-830E |  | 3141-KZ-830E | SOLENOID VALVE |  |  | DOR | PDS | Field | [7 empty] | NIS | 4503-VZ-DM-T31412014 |  |  | PDS-G4 | 3141-KY-830E/3900-PDSSB-001 | [28 empty] | 3900-PDSSB-001 |  |  |  |  | 16 | 1
| 3141-KY-830G |  | 3141-KZ-830G | SOLENOID VALVE |  |  | DOR | PDS | Field | [7 empty] | NIS | 4503-VZ-DM-T31412013 |  |  | PDS-G4 | 3141-KY-830G/3900-PDSSB-001 | [28 empty] | 3900-PDSSB-001 |  |  |  |  | 16 | 2
| 3141-KY-830H |  | 3141-KZ-830H | SOLENOID VALVE |  |  | DOR | PDS | Field | [7 empty] | NIS | 4503-VZ-DM-T31412013 |  |  | PDS-G4 | 3141-KY-830H/3900-PDSSB-001 | [28 empty] | 3900-PDSSB-001 |  |  |  |  | 16 | 3
| 3141-LS-362 |  | 3141-LD-362 | LEVEL SWITCH - GAMMA RAY |  |  | AIRH | PDS | Field |  |  |  |  | 230 VAC |  |  | NIS | 4503-VZ-DM-T31412013 | 31-V-4101D |  | PDS-G4 | 3141-LS-362/3900-PDSSB-001 | [28 empty] | 3900-PDSSB-001 |  |  |  |  | 16 | 4
| 3141-KY-860A |  | 3141-KZ-860A | SOLENOID VALVE |  |  | DOR | PDS | Field | [7 empty] | NIS | 4503-VZ-DM-T31412003 |  |  | PDS-G2 | 3141-KY-860A/3900-PDSSB-001 | [28 empty] | 3900-PDSSB-001 |  |  |  |  | 17 | 1
| 3141-KY-860B |  | 3141-KZ-860B | SOLENOID VALVE |  |  | DOR | PDS | Field | [7 empty] | NIS | 4503-VZ-DM-T31412003 |  |  | PDS-G2 | 3141-KY-860B/3900-PDSSB-001 | [28 empty] | 3900-PDSSB-001 |  |  |  |  | 17 | 2
| 3141-KY-860C |  | 3141-KZ-860C | SOLENOID VALVE |  |  | DOR | PDS | Field | [7 empty] | NIS | 4503-VZ-DM-T31412003 |  |  | PDS-G2 | 3141-KY-860C/3900-PDSSB-001 | [28 empty] | 3900-PDSSB-001 |  |  |  |  | 17 | 3
| 3141-KY-860D |  | 3141-KZ-860D | SOLENOID VALVE |  |  | DOR | PDS | Field | [7 empty] | NIS | 4503-VZ-DM-T31412003 |  |  | PDS-G2 | 3141-KY-860D/3900-PDSSB-001 | [28 empty] | 3900-PDSSB-001 |  |  |  |  | 17 | 4
| 3141-KY-860E |  | 3141-KZ-860E | SOLENOID VALVE |  |  | DOR | PDS | Field | [7 empty] | NIS | 4503-VZ-DM-T31412004 |  |  | PDS-G2 | 3141-KY-860E/3900-PDSSB-001 | [28 empty] | 3900-PDSSB-001 |  |  |  |  | 18 | 1
| 3141-KY-860G |  | 3141-KZ-860G | SOLENOID VALVE |  |  | DOR | PDS | Field | [7 empty] | NIS | 4503-VZ-DM-T31412003 |  |  | PDS-G2 | 3141-KY-860G/3900-PDSSB-001 | [28 empty] | 3900-PDSSB-001 |  |  |  |  | 18 | 2
| 3141-KY-860H |  | 3141-KZ-860H | SOLENOID VALVE |  |  | DOR | PDS | Field | [7 empty] | NIS | 4503-VZ-DM-T31412003 |  |  | PDS-G2 | 3141-KY-860H/3900-PDSSB-001 | [28 empty] | 3900-PDSSB-001 |  |  |  |  | 18 | 3
| 3141-LS-351 |  | 3141-LD-351 | LEVEL SWITCH - GAMMA RAY |  |  | AIRH | PDS | Field |  |  |  |  | 230 VAC |  |  | NIS | 4503-VZ-DM-T31412003 | 31-V-4101B |  | PDS-G2 | 3141-LS-351/3900-PDSSB-001 | [28 empty] | 3900-PDSSB-001 |  |  |  |  | 18 | 4
| SPARE | [49 empty] | 3900-PDSSB-001 |  |  |  |  | 19 | 1
| SPARE | [49 empty] | 3900-PDSSB-001 |  |  |  |  | 19 | 2
| SPARE | [49 empty] | 3900-PDSSB-001 |  |  |  |  | 19 | 3
| SPARE | [49 empty] | 3900-PDSSB-001 |  |  |  |  | 19 | 4
| SPARE | [49 empty] | 3900-PDSSB-001 |  |  |  |  | 20 | 1
| SPARE | [49 empty] | 3900-PDSSB-001 |  |  |  |  | 20 | 2
| SPARE | [49 empty] | 3900-PDSSB-001 |  |  |  |  | 20 | 3
| SPARE | [49 empty] | 3900-PDSSB-001 |  |  |  |  | 20 | 4
| SPARE | [49 empty] | 3900-PDSSB-001 |  |  |  |  | 21 | 1
| SPARE | [49 empty] | 3900-PDSSB-001 |  |  |  |  | 21 | 2
| SPARE | [49 empty] | 3900-PDSSB-001 |  |  |  |  | 21 | 3
| SPARE | [49 empty] | 3900-PDSSB-001 |  |  |  |  | 21 | 4
| SPARE | [49 empty] | 3900-PDSSB-001 |  |  |  |  | 22 | 1
| SPARE | [49 empty] | 3900-PDSSB-001 |  |  |  |  | 22 | 2
| SPARE | [49 empty] | 3900-PDSSB-001 |  |  |  |  | 22 | 3
| SPARE | [49 empty] | 3900-PDSSB-001 |  |  |  |  | 22 | 4
| SPARE | [49 empty] | 3900-PDSSB-001 |  |  |  |  | 23 | 1
| SPARE | [49 empty] | 3900-PDSSB-001 |  |  |  |  | 23 | 2
| SPARE | [49 empty] | 3900-PDSSB-001 |  |  |  |  | 23 | 3
| SPARE | [49 empty] | 3900-PDSSB-001 |  |  |  |  | 23 | 4
| SPARE | [49 empty] | 3900-PDSSB-001 |  |  |  |  | 24 | 1
| SPARE | [49 empty] | 3900-PDSSB-001 |  |  |  |  | 24 | 2
| SPARE | [49 empty] | 3900-PDSSB-001 |  |  |  |  | 24 | 3
| SPARE | [49 empty] | 3900-PDSSB-001 |  |  |  |  | 24 | 4
| 3141-FT-201 |  | 3141-FD-201 | FLOW TRANSMITTER - dP |  |  | AIRH | PDS | Field | [7 empty] | IS | 4503-VZ-DM-T31412001 |  |  | PDS-G1 | 3141-FT-201/3900-PDSSB-002 | [28 empty] | 3900-PDSSB-002 |  |  |  |  | 1 | 1
| 3141-HY-403 |  | 3141-HD-403 | E/P POSITIONER |  |  | AORH | PDS | Field | [7 empty] | IS | 4503-VZ-DM-T31412002 |  |  | PDS-G1 | 3141-HY-403/3900-PDSSB-002 | [28 empty] | 3900-PDSSB-002 |  |  |  |  | 1 | 2
| 3141-KZSC-810J |  | 3141-KD-810J | LIMIT SWITCH - CLOSE |  |  | DIR | PDS | Field | [7 empty] | IS | 4503-VZ-DM-T31412002 |  |  | PDS-G1 | 3141-KZSC-810J/3900-PDSSB-002 | [28 empty] | 3900-PDSSB-002 |  |  |  |  | 1 | 3
| 3141-KZSO-810J |  | 3141-KD-810J | LIMIT SWITCH - OPEN |  |  | DIR | PDS | Field | [7 empty] | IS | 4503-VZ-DM-T31412002 |  |  | PDS-G1 | 3141-KZSO-810J/3900-PDSSB-002 | [28 empty] | 3900-PDSSB-002 |  |  |  |  | 1 | 4
| 3141-FT-251 |  | 3141-FD-251 | FLOW TRANSMITTER - dP |  |  | AIRH | PDS | Field | [7 empty] | IS | 4503-VZ-DM-T31412003 |  |  | PDS-G2 | 3141-FT-251/3900-PDSSB-002 | [28 empty] | 3900-PDSSB-002 |  |  |  |  | 2 | 1
| 3141-KZSC-860J |  | 3141-KD-860J | LIMIT SWITCH - CLOSE |  |  | DIR | PDS | Field | [7 empty] | IS | 4503-VZ-DM-T31412004 |  |  | PDS-G2 | 3141-KZSC-860J/3900-PDSSB-002 | [28 empty] | 3900-PDSSB-002 |  |  |  |  | 2 | 2
| 3141-KZSO-860J |  | 3141-KD-860J | LIMIT SWITCH - OPEN |  |  | DIR | PDS | Field | [7 empty] | IS | 4503-VZ-DM-T31412004 |  |  | PDS-G2 | 3141-KZSO-860J/3900-PDSSB-002 | [28 empty] | 3900-PDSSB-002 |  |  |  |  | 2 | 3
| 3141-KZSC-860L |  | 3141-KD-860L | LIMIT SWITCH - CLOSE |  |  | DIR | PDS | Field | [7 empty] | IS | 4503-VZ-DM-T31412003 |  |  | PDS-G2 | 3141-KZSC-860L/3900-PDSSB-002 | [28 empty] | 3900-PDSSB-002 |  |  |  |  | 2 | 4
| 3141-FT-261 |  | 3141-FD-261 | FLOW TRANSMITTER - dP |  |  | AIRH | PDS | Field | [7 empty] | IS | 4503-VZ-DM-T31412011 |  |  | PDS-G3 | 3141-FT-261/3900-PDSSB-002 | [28 empty] | 3900-PDSSB-002 |  |  |  |  | 3 | 1
| 3141-HY-163 |  | 3141-HD-163 | E/P POSITIONER |  |  | AORH | PDS | Field | [7 empty] | IS | 4503-VZ-DM-T31412012 |  |  | PDS-G3 | 3141-HY-163/3900-PDSSB-002 | [28 empty] | 3900-PDSSB-002 |  |  |  |  | 3 | 2
| 3141-KZSC-820J |  | 3141-KD-820J | LIMIT SWITCH - CLOSE |  |  | DIR | PDS | Field | [7 empty] | IS | 4503-VZ-DM-T31412012 |  |  | PDS-G3 | 3141-KZSC-820J/3900-PDSSB-002 | [28 empty] | 3900-PDSSB-002 |  |  |  |  | 3 | 3
| 3141-KZSO-820J |  | 3141-KD-820J | LIMIT SWITCH - OPEN |  |  | DIR | PDS | Field | [7 empty] | IS | 4503-VZ-DM-T31412012 |  |  | PDS-G3 | 3141-KZSO-820J/3900-PDSSB-002 | [28 empty] | 3900-PDSSB-002 |  |  |  |  | 3 | 4
| 3141-FT-271 |  | 3141-FD-271 | FLOW TRANSMITTER - dP |  |  | AIRH | PDS | Field | [7 empty] | IS | 4503-VZ-DM-T31412013 |  |  | PDS-G4 | 3141-FT-271/3900-PDSSB-002 | [28 empty] | 3900-PDSSB-002 |  |  |  |  | 4 | 1
| 3141-KZSC-830J |  | 3141-KD-830J | LIMIT SWITCH - CLOSE |  |  | DIR | PDS | Field | [7 empty] | IS | 4503-VZ-DM-T31412014 |  |  | PDS-G4 | 3141-KZSC-830J/3900-PDSSB-002 | [28 empty] | 3900-PDSSB-002 |  |  |  |  | 4 | 2
| 3141-KZSO-830J |  | 3141-KD-830J | LIMIT SWITCH - OPEN |  |  | DIR | PDS | Field | [7 empty] | IS | 4503-VZ-DM-T31412014 |  |  | PDS-G4 | 3141-KZSO-830J/3900-PDSSB-002 | [28 empty] | 3900-PDSSB-002 |  |  |  |  | 4 | 3
| 3141-KZSC-830L |  | 3141-KD-830L | LIMIT SWITCH - CLOSE |  |  | DIR | PDS | Field | [7 empty] | IS | 4503-VZ-DM-T31412013 |  |  | PDS-G4 | 3141-KZSC-830L/3900-PDSSB-002 | [28 empty] | 3900-PDSSB-002 |  |  |  |  | 4 | 4
| 3141-KZSC-810L |  | 3141-KD-810L | LIMIT SWITCH - CLOSE |  |  | DIR | PDS | Field | [7 empty] | IS | 4503-VZ-DM-T31412001 |  |  | PDS-G1 | 3141-KZSC-810L/3900-PDSSB-002 | [28 empty] | 3900-PDSSB-002 |  |  |  |  | 5 | 1
| 3141-KZSO-810L |  | 3141-KD-810L | LIMIT SWITCH - OPEN |  |  | DIR | PDS | Field | [7 empty] | IS | 4503-VZ-DM-T31412001 |  |  | PDS-G1 | 3141-KZSO-810L/3900-PDSSB-002 | [28 empty] | 3900-PDSSB-002 |  |  |  |  | 5 | 2
| 3141-KZSC-810P1 |  | 3141-KD-810P1 | LIMIT SWITCH - CLOSE |  |  | DIR | PDS | Field | [7 empty] | IS | 4503-VZ-DM-T31412002 |  |  | PDS-G1 | 3141-KZSC-810P1/3900-PDSSB-002 | [28 empty] | 3900-PDSSB-002 |  |  |  |  | 5 | 3
| 3141-KZSO-810P1 |  | 3141-KD-810P1 | LIMIT SWITCH - OPEN |  |  | DIR | PDS | Field | [7 empty] | IS | 4503-VZ-DM-T31412002 |  |  | PDS-G1 | 3141-KZSO-810P1/3900-PDSSB-002 | [28 empty] | 3900-PDSSB-002 |  |  |  |  | 5 | 4
| 3141-KZSC-810P2 |  | 3141-KD-810P2 | LIMIT SWITCH - CLOSE |  |  | DIR | PDS | Field | [7 empty] | IS | 4503-VZ-DM-T31412002 |  |  | PDS-G1 | 3141-KZSC-810P2/3900-PDSSB-002 | [28 empty] | 3900-PDSSB-002 |  |  |  |  | 6 | 1
| 3141-KZSO-810P2 |  | 3141-KD-810P2 | LIMIT SWITCH - OPEN |  |  | DIR | PDS | Field | [7 empty] | IS | 4503-VZ-DM-T31412002 |  |  | PDS-G1 | 3141-KZSO-810P2/3900-PDSSB-002 | [28 empty] | 3900-PDSSB-002 |  |  |  |  | 6 | 2
| 3141-KZSC-810P3 |  | 3141-KD-810P3 | LIMIT SWITCH - CLOSE |  |  | DIR | PDS | Field | [7 empty] | IS | 4503-VZ-DM-T31412002 |  |  | PDS-G1 | 3141-KZSC-810P3/3900-PDSSB-002 | [28 empty] | 3900-PDSSB-002 |  |  |  |  | 6 | 3
| 3141-KZSO-810P3 |  | 3141-KD-810P3 | LIMIT SWITCH - OPEN |  |  | DIR | PDS | Field | [7 empty] | IS | 4503-VZ-DM-T31412002 |  |  | PDS-G1 | 3141-KZSO-810P3/3900-PDSSB-002 | [28 empty] | 3900-PDSSB-002 |  |  |  |  | 6 | 4
| 3141-KZSC-810R |  | 3141-KD-810R | LIMIT SWITCH - CLOSE |  |  | DIR | PDS | Field | [7 empty] | IS | 4503-VZ-DM-T31412002 |  |  | PDS-G1 | 3141-KZSC-810R/3900-PDSSB-002 | [28 empty] | 3900-PDSSB-002 |  |  |  |  | 7 | 1
| 3141-KZSO-810R |  | 3141-KD-810R | LIMIT SWITCH - OPEN |  |  | DIR | PDS | Field | [7 empty] | IS | 4503-VZ-DM-T31412002 |  |  | PDS-G1 | 3141-KZSO-810R/3900-PDSSB-002 | [28 empty] | 3900-PDSSB-002 |  |  |  |  | 7 | 2
| 3141-KZSC-810W |  | 3141-KD-810W | LIMIT SWITCH - CLOSE |  |  | DIR | PDS | Field | [7 empty] | IS | 4503-VZ-DM-T31412001 |  |  | PDS-G1 | 3141-KZSC-810W/3900-PDSSB-002 | [28 empty] | 3900-PDSSB-002 |  |  |  |  | 7 | 3
| 3141-KZSO-810W |  | 3141-KD-810W | LIMIT SWITCH - OPEN |  |  | DIR | PDS | Field | [7 empty] | IS | 4503-VZ-DM-T31412001 |  |  | PDS-G1 | 3141-KZSO-810W/3900-PDSSB-002 | [28 empty] | 3900-PDSSB-002 |  |  |  |  | 7 | 4
| 3141-KXY-810W |  | 3141-KD-810W | E/P POSITIONER |  |  | AORH | PDS | Field | [7 empty] | IS | 4503-VZ-DM-T31412001 |  |  | PDS-G1 | 3141-KXY-810W/3900-PDSSB-002 | [28 empty] | 3900-PDSSB-002 |  |  |  |  | 8 | 1
| 3141-KZSC-810X |  | 3141-KD-810X | LIMIT SWITCH - CLOSE |  |  | DIR | PDS | Field | [7 empty] | IS | 4503-VZ-DM-T31412002 |  |  | PDS-G1 | 3141-KZSC-810X/3900-PDSSB-002 | [28 empty] | 3900-PDSSB-002 |  |  |  |  | 8 | 2
| 3141-KZSO-810X |  | 3141-KD-810X | LIMIT SWITCH - OPEN |  |  | DIR | PDS | Field | [7 empty] | IS | 4503-VZ-DM-T31412002 |  |  | PDS-G1 | 3141-KZSO-810X/3900-PDSSB-002 | [28 empty] | 3900-PDSSB-002 |  |  |  |  | 8 | 3
| 3141-KXY-810X |  | 3141-KD-810X | E/P POSITIONER |  |  | AORH | PDS | Field | [7 empty] | IS | 4503-VZ-DM-T31412002 |  |  | PDS-G1 | 3141-KXY-810X/3900-PDSSB-002 | [28 empty] | 3900-PDSSB-002 |  |  |  |  | 8 | 4
| 3141-KZSC-820L |  | 3141-KD-820L | LIMIT SWITCH - CLOSE |  |  | DIR | PDS | Field | [7 empty] | IS | 4503-VZ-DM-T31412011 |  |  | PDS-G3 | 3141-KZSC-820L/3900-PDSSB-002 | [28 empty] | 3900-PDSSB-002 |  |  |  |  | 9 | 1
| 3141-KZSO-820L |  | 3141-KD-820L | LIMIT SWITCH - OPEN |  |  | DIR | PDS | Field | [7 empty] | IS | 4503-VZ-DM-T31412011 |  |  | PDS-G3 | 3141-KZSO-820L/3900-PDSSB-002 | [28 empty] | 3900-PDSSB-002 |  |  |  |  | 9 | 2
| 3141-KZSC-820P1 |  | 3141-KD-820P1 | LIMIT SWITCH - CLOSE |  |  | DIR | PDS | Field | [7 empty] | IS | 4503-VZ-DM-T31412012 |  |  | PDS-G3 | 3141-KZSC-820P1/3900-PDSSB-002 | [28 empty] | 3900-PDSSB-002 |  |  |  |  | 9 | 3
| 3141-KZSO-820P1 |  | 3141-KD-820P1 | LIMIT SWITCH - OPEN |  |  | DIR | PDS | Field | [7 empty] | IS | 4503-VZ-DM-T31412012 |  |  | PDS-G3 | 3141-KZSO-820P1/3900-PDSSB-002 | [28 empty] | 3900-PDSSB-002 |  |  |  |  | 9 | 4
| 3141-KZSC-820P2 |  | 3141-KD-820P2 | LIMIT SWITCH - CLOSE |  |  | DIR | PDS | Field | [7 empty] | IS | 4503-VZ-DM-T31412012 |  |  | PDS-G3 | 3141-KZSC-820P2/3900-PDSSB-002 | [28 empty] | 3900-PDSSB-002 |  |  |  |  | 10 | 1
| 3141-KZSO-820P2 |  | 3141-KD-820P2 | LIMIT SWITCH - OPEN |  |  | DIR | PDS | Field | [7 empty] | IS | 4503-VZ-DM-T31412012 |  |  | PDS-G3 | 3141-KZSO-820P2/3900-PDSSB-002 | [28 empty] | 3900-PDSSB-002 |  |  |  |  | 10 | 2
| 3141-KZSC-820P3 |  | 3141-KD-820P3 | LIMIT SWITCH - CLOSE |  |  | DIR | PDS | Field | [7 empty] | IS | 4503-VZ-DM-T31412012 |  |  | PDS-G3 | 3141-KZSC-820P3/3900-PDSSB-002 | [28 empty] | 3900-PDSSB-002 |  |  |  |  | 10 | 3
| 3141-KZSO-820P3 |  | 3141-KD-820P3 | LIMIT SWITCH - OPEN |  |  | DIR | PDS | Field | [7 empty] | IS | 4503-VZ-DM-T31412012 |  |  | PDS-G3 | 3141-KZSO-820P3/3900-PDSSB-002 | [28 empty] | 3900-PDSSB-002 |  |  |  |  | 10 | 4
| 3141-KZSC-820R |  | 3141-KD-820R | LIMIT SWITCH - CLOSE |  |  | DIR | PDS | Field | [7 empty] | IS | 4503-VZ-DM-T31412012 |  |  | PDS-G3 | 3141-KZSC-820R/3900-PDSSB-002 | [28 empty] | 3900-PDSSB-002 |  |  |  |  | 11 | 1
| 3141-KZSO-820R |  | 3141-KD-820R | LIMIT SWITCH - OPEN |  |  | DIR | PDS | Field | [7 empty] | IS | 4503-VZ-DM-T31412012 |  |  | PDS-G3 | 3141-KZSO-820R/3900-PDSSB-002 | [28 empty] | 3900-PDSSB-002 |  |  |  |  | 11 | 2
| 3141-KZSC-820W |  | 3141-KD-820W | LIMIT SWITCH - CLOSE |  |  | DIR | PDS | Field | [7 empty] | IS | 4503-VZ-DM-T31412011 |  |  | PDS-G3 | 3141-KZSC-820W/3900-PDSSB-002 | [28 empty] | 3900-PDSSB-002 |  |  |  |  | 11 | 3
| 3141-KZSO-820W |  | 3141-KD-820W | LIMIT SWITCH - OPEN |  |  | DIR | PDS | Field | [7 empty] | IS | 4503-VZ-DM-T31412011 |  |  | PDS-G3 | 3141-KZSO-820W/3900-PDSSB-002 | [28 empty] | 3900-PDSSB-002 |  |  |  |  | 11 | 4
| 3141-KXY-820W |  | 3141-KD-820W | E/P POSITIONER |  |  | AORH | PDS | Field | [7 empty] | IS | 4503-VZ-DM-T31412011 |  |  | PDS-G3 | 3141-KXY-820W/3900-PDSSB-002 | [28 empty] | 3900-PDSSB-002 |  |  |  |  | 12 | 1
| 3141-KZSC-820X |  | 3141-KD-820X | LIMIT SWITCH - CLOSE |  |  | DIR | PDS | Field | [7 empty] | IS | 4503-VZ-DM-T31412012 |  |  | PDS-G3 | 3141-KZSC-820X/3900-PDSSB-002 | [28 empty] | 3900-PDSSB-002 |  |  |  |  | 12 | 2
| 3141-KZSO-820X |  | 3141-KD-820X | LIMIT SWITCH - OPEN |  |  | DIR | PDS | Field | [7 empty] | IS | 4503-VZ-DM-T31412012 |  |  | PDS-G3 | 3141-KZSO-820X/3900-PDSSB-002 | [28 empty] | 3900-PDSSB-002 |  |  |  |  | 12 | 3
| 3141-KXY-820X |  | 3141-KD-820X | E/P POSITIONER |  |  | AORH | PDS | Field | [7 empty] | IS | 4503-VZ-DM-T31412012 |  |  | PDS-G3 | 3141-KXY-820X/3900-PDSSB-002 | [28 empty] | 3900-PDSSB-002 |  |  |  |  | 12 | 4
| 3141-KZSO-830L |  | 3141-KD-830L | LIMIT SWITCH - OPEN |  |  | DIR | PDS | Field | [7 empty] | IS | 4503-VZ-DM-T31412013 |  |  | PDS-G4 | 3141-KZSO-830L/3900-PDSSB-002 | [28 empty] | 3900-PDSSB-002 |  |  |  |  | 13 | 1
| 3141-KZSC-830P1 |  | 3141-KD-830P1 | LIMIT SWITCH - CLOSE |  |  | DIR | PDS | Field | [7 empty] | IS | 4503-VZ-DM-T31412014 |  |  | PDS-G4 | 3141-KZSC-830P1/3900-PDSSB-002 | [28 empty] | 3900-PDSSB-002 |  |  |  |  | 13 | 2
| 3141-KZSO-830P1 |  | 3141-KD-830P1 | LIMIT SWITCH - OPEN |  |  | DIR | PDS | Field | [7 empty] | IS | 4503-VZ-DM-T31412014 |  |  | PDS-G4 | 3141-KZSO-830P1/3900-PDSSB-002 | [28 empty] | 3900-PDSSB-002 |  |  |  |  | 13 | 3
| 3141-KZSC-830P2 |  | 3141-KD-830P2 | LIMIT SWITCH - CLOSE |  |  | DIR | PDS | Field | [7 empty] | IS | 4503-VZ-DM-T31412014 |  |  | PDS-G4 | 3141-KZSC-830P2/3900-PDSSB-002 | [28 empty] | 3900-PDSSB-002 |  |  |  |  | 13 | 4
| 3141-KZSO-830P2 |  | 3141-KD-830P2 | LIMIT SWITCH - OPEN |  |  | DIR | PDS | Field | [7 empty] | IS | 4503-VZ-DM-T31412014 |  |  | PDS-G4 | 3141-KZSO-830P2/3900-PDSSB-002 | [28 empty] | 3900-PDSSB-002 |  |  |  |  | 14 | 1
| 3141-KZSC-830P3 |  | 3141-KD-830P3 | LIMIT SWITCH - CLOSE |  |  | DIR | PDS | Field | [7 empty] | IS | 4503-VZ-DM-T31412014 |  |  | PDS-G4 | 3141-KZSC-830P3/3900-PDSSB-002 | [28 empty] | 3900-PDSSB-002 |  |  |  |  | 14 | 2
| 3141-KZSO-830P3 |  | 3141-KD-830P3 | LIMIT SWITCH - OPEN |  |  | DIR | PDS | Field | [7 empty] | IS | 4503-VZ-DM-T31412014 |  |  | PDS-G4 | 3141-KZSO-830P3/3900-PDSSB-002 | [28 empty] | 3900-PDSSB-002 |  |  |  |  | 14 | 3
| 3141-KZSC-830R |  | 3141-KD-830R | LIMIT SWITCH - CLOSE |  |  | DIR | PDS | Field | [7 empty] | IS | 4503-VZ-DM-T31412014 |  |  | PDS-G4 | 3141-KZSC-830R/3900-PDSSB-002 | [28 empty] | 3900-PDSSB-002 |  |  |  |  | 14 | 4
| 3141-KZSO-830R |  | 3141-KD-830R | LIMIT SWITCH - OPEN |  |  | DIR | PDS | Field | [7 empty] | IS | 4503-VZ-DM-T31412014 |  |  | PDS-G4 | 3141-KZSO-830R/3900-PDSSB-002 | [28 empty] | 3900-PDSSB-002 |  |  |  |  | 15 | 1
| 3141-PT-481 |  | 3141-PD-481 | PRESSURE TRANSM. - EXT. DIAP. WITH CAP. |  |  | AIRH | PDS | Field | [7 empty] | IS | 4503-VZ-DM-T31412013 | 31-V-4101D |  | PDS-G4 | 3141-PT-481/3900-PDSSB-002 | [28 empty] | 3900-PDSSB-002 |  |  |  |  | 15 | 2
| 3141-PT-492 |  | 3141-PD-492 | PRESSURE TRANSM. - EXT. DIAP. WITH CAP. |  |  | AIRH | PDS | Field | [7 empty] | IS | 4503-VZ-DM-T31412014 | 31-V-4103D |  | PDS-G4 | 3141-PT-492/3900-PDSSB-002 | [28 empty] | 3900-PDSSB-002 |  |  |  |  | 15 | 3
| SPARE | [49 empty] | 3900-PDSSB-002 |  |  |  |  | 15 | 4
| 3141-KZSO-860L |  | 3141-KD-860L | LIMIT SWITCH - OPEN |  |  | DIR | PDS | Field | [7 empty] | IS | 4503-VZ-DM-T31412003 |  |  | PDS-G2 | 3141-KZSO-860L/3900-PDSSB-002 | [28 empty] | 3900-PDSSB-002 |  |  |  |  | 16 | 1
| 3141-KZSC-860P1 |  | 3141-KD-860P1 | LIMIT SWITCH - CLOSE |  |  | DIR | PDS | Field | [7 empty] | IS | 4503-VZ-DM-T31412004 |  |  | PDS-G2 | 3141-KZSC-860P1/3900-PDSSB-002 | [28 empty] | 3900-PDSSB-002 |  |  |  |  | 16 | 2
| 3141-KZSO-860P1 |  | 3141-KD-860P1 | LIMIT SWITCH - OPEN |  |  | DIR | PDS | Field | [7 empty] | IS | 4503-VZ-DM-T31412004 |  |  | PDS-G2 | 3141-KZSO-860P1/3900-PDSSB-002 | [28 empty] | 3900-PDSSB-002 |  |  |  |  | 16 | 3
| 3141-KZSC-860P2 |  | 3141-KD-860P2 | LIMIT SWITCH - CLOSE |  |  | DIR | PDS | Field | [7 empty] | IS | 4503-VZ-DM-T31412004 |  |  | PDS-G2 | 3141-KZSC-860P2/3900-PDSSB-002 | [28 empty] | 3900-PDSSB-002 |  |  |  |  | 16 | 4
| 3141-KZSO-860P2 |  | 3141-KD-860P2 | LIMIT SWITCH - OPEN |  |  | DIR | PDS | Field | [7 empty] | IS | 4503-VZ-DM-T31412004 |  |  | PDS-G2 | 3141-KZSO-860P2/3900-PDSSB-002 | [28 empty] | 3900-PDSSB-002 |  |  |  |  | 17 | 1
| 3141-KZSC-860P3 |  | 3141-KD-860P3 | LIMIT SWITCH - CLOSE |  |  | DIR | PDS | Field | [7 empty] | IS | 4503-VZ-DM-T31412004 |  |  | PDS-G2 | 3141-KZSC-860P3/3900-PDSSB-002 | [28 empty] | 3900-PDSSB-002 |  |  |  |  | 17 | 2
| 3141-KZSO-860P3 |  | 3141-KD-860P3 | LIMIT SWITCH - OPEN |  |  | DIR | PDS | Field | [7 empty] | IS | 4503-VZ-DM-T31412004 |  |  | PDS-G2 | 3141-KZSO-860P3/3900-PDSSB-002 | [28 empty] | 3900-PDSSB-002 |  |  |  |  | 17 | 3
| 3141-KZSC-860R |  | 3141-KD-860R | LIMIT SWITCH - CLOSE |  |  | DIR | PDS | Field | [7 empty] | IS | 4503-VZ-DM-T31412004 |  |  | PDS-G2 | 3141-KZSC-860R/3900-PDSSB-002 | [28 empty] | 3900-PDSSB-002 |  |  |  |  | 17 | 4
| 3141-KZSO-860R |  | 3141-KD-860R | LIMIT SWITCH - OPEN |  |  | DIR | PDS | Field | [7 empty] | IS | 4503-VZ-DM-T31412004 |  |  | PDS-G2 | 3141-KZSO-860R/3900-PDSSB-002 | [28 empty] | 3900-PDSSB-002 |  |  |  |  | 18 | 1
| 3141-PT-451 |  | 3141-PD-451 | PRESSURE TRANSM. - EXT. DIAP. WITH CAP. |  |  | AIRH | PDS | Field | [7 empty] | IS | 4503-VZ-DM-T31412003 | 31-V-4101B |  | PDS-G2 | 3141-PT-451/3900-PDSSB-002 | [28 empty] | 3900-PDSSB-002 |  |  |  |  | 18 | 2
| 3141-PT-452 |  | 3141-PD-452 | PRESSURE TRANSM. - EXT. DIAP. WITH CAP. |  |  | AIRH | PDS | Field | [7 empty] | IS | 4503-VZ-DM-T31412004 | 31-V-4103B |  | PDS-G2 | 3141-PT-452/3900-PDSSB-002 | [28 empty] | 3900-PDSSB-002 |  |  |  |  | 18 | 3
| SPARE | [49 empty] | 3900-PDSSB-002 |  |  |  |  | 18 | 4
| 3141-PT-401 |  | 3141-PD-401 | PRESSURE TRANSM. - EXT. DIAP. WITH CAP. |  |  | AIRH | PDS | Field | [7 empty] | IS | 4503-VZ-DM-T31412001 | 31-V-4101A |  | PDS-G1 | 3141-PT-401/3900-PDSSB-002 | [28 empty] | 3900-PDSSB-002 |  |  |  |  | 19 | 1
| 3141-PT-402 |  | 3141-PD-402 | PRESSURE TRANSM. - EXT. DIAP. WITH CAP. |  |  | AIRH | PDS | Field | [7 empty] | IS | 4503-VZ-DM-T31412002 | 31-V-4103A |  | PDS-G1 | 3141-PT-402/3900-PDSSB-002 | [28 empty] | 3900-PDSSB-002 |  |  |  |  | 19 | 2
| SPARE | [49 empty] | 3900-PDSSB-002 |  |  |  |  | 19 | 3
| SPARE | [49 empty] | 3900-PDSSB-002 |  |  |  |  | 19 | 4
| 3141-PT-461 |  | 3141-PD-461 | PRESSURE TRANSM. - EXT. DIAP. WITH CAP. |  |  | AIRH | PDS | Field | [7 empty] | IS | 4503-VZ-DM-T31412011 | 31-V-4101C |  | PDS-G3 | 3141-PT-461/3900-PDSSB-002 | [28 empty] | 3900-PDSSB-002 |  |  |  |  | 20 | 1
| 3141-PT-472 |  | 3141-PD-472 | PRESSURE TRANSM. - EXT. DIAP. WITH CAP. |  |  | AIRH | PDS | Field | [7 empty] | IS | 4503-VZ-DM-T31412012 | 31-V-4103C |  | PDS-G3 | 3141-PT-472/3900-PDSSB-002 | [28 empty] | 3900-PDSSB-002 |  |  |  |  | 20 | 2
| SPARE | [49 empty] | 3900-PDSSB-002 |  |  |  |  | 20 | 3
| SPARE | [49 empty] | 3900-PDSSB-002 |  |  |  |  | 20 | 4
| SPARE | [49 empty] | 3900-PDSSB-002 |  |  |  |  | 21 | 1
| SPARE | [49 empty] | 3900-PDSSB-002 |  |  |  |  | 21 | 2
| SPARE | [49 empty] | 3900-PDSSB-002 |  |  |  |  | 21 | 3
| SPARE | [49 empty] | 3900-PDSSB-002 |  |  |  |  | 21 | 4
| SPARE | [49 empty] | 3900-PDSSB-002 |  |  |  |  | 22 | 1
| SPARE | [49 empty] | 3900-PDSSB-002 |  |  |  |  | 22 | 2
| SPARE | [49 empty] | 3900-PDSSB-002 |  |  |  |  | 22 | 3
| SPARE | [49 empty] | 3900-PDSSB-002 |  |  |  |  | 22 | 4
| SPARE | [49 empty] | 3900-PDSSB-002 |  |  |  |  | 23 | 1
| SPARE | [49 empty] | 3900-PDSSB-002 |  |  |  |  | 23 | 2
| SPARE | [49 empty] | 3900-PDSSB-002 |  |  |  |  | 23 | 3
| SPARE | [49 empty] | 3900-PDSSB-002 |  |  |  |  | 23 | 4
| SPARE | [49 empty] | 3900-PDSSB-002 |  |  |  |  | 24 | 1
| SPARE | [49 empty] | 3900-PDSSB-002 |  |  |  |  | 24 | 2
| SPARE | [49 empty] | 3900-PDSSB-002 |  |  |  |  | 24 | 3
| SPARE | [49 empty] | 3900-PDSSB-002 |  |  |  |  | 24 | 4

## UnplacedReport
UNPLACED REPORT - tags not assigned (collision / capacity)
Tag_Number | SJB_Name | Grouping_Remarks | Reason
3140-FZIT-294CP | 3900-SSB-002 | 3140-FD-294_G3 | Capacity exceeded
3141-KZY-820E | 3900-SSB-002 | PDS-G3 | Capacity exceeded
3141-KZY-830E | 3900-SSB-002 | PDS-G4 | Capacity exceeded
3141-PZT-474 | 3900-SSB-002 | PDS-G3 | Capacity exceeded
3141-PZT-494 | 3900-SSB-002 | PDS-G4 | Capacity exceeded
3153-UZX-981P | 3900-SSB-004 | VRC_C2 | Capacity exceeded
3153-PZT-537BP | 3900-SSB-004 | VRC_C2/3153-PZ-537_G2 | Capacity exceeded
3153-TZT-733CP | 3900-SSB-004 | VRC_C2/3153-TD-733_G3 | Capacity exceeded
3153-TZT-736CP | 3900-SSB-004 | VRC_C2/3153-TD-736_G3 | Capacity exceeded
3153-TZT-736BP | 3900-SSB-004 | VRC_C2/3153-TD-736_G2 | Capacity exceeded
3153-PZT-533CP | 3900-SSB-004 | VRC_C2/3153-PZ-533_G3 | Capacity exceeded
3153-PZT-537CP | 3900-SSB-004 | VRC_C2/3153-PZ-537_G3 | Capacity exceeded
3153-PZT-543CP | 3900-SSB-004 | VRC_C2/3153-PZ-543_G3 | Capacity exceeded
3153-PZT-547CP | 3900-SSB-004 | VRC_C2/3153-PZ-547_G3 | Capacity exceeded
3153-PZT-543BP | 3900-SSB-004 | VRC_C2/3153-PZ-543_G2 | Capacity exceeded
3153-PZT-533BP | 3900-SSB-004 | VRC_C2/3153-PZ-533_G2 | Capacity exceeded
3153-TZT-733BP | 3900-SSB-004 | VRC_C2/3153-TD-733_G2 | Capacity exceeded
3153-PZT-547BP | 3900-SSB-004 | VRC_C2/3153-PZ-547_G2 | Capacity exceeded
6111-PZT-464BP | 6111-SSB-002 | N2_C2/6111-PZ-464_G2 | Capacity exceeded
6111-PZT-464CP | 6111-SSB-002 | N2_C2/6111-PZ-464_G3 | Capacity exceeded
6111-PZT-472BP | 6111-SSB-002 | N2_C2/6111-PZ-472_G2 | Capacity exceeded
6111-PZT-472CP | 6111-SSB-002 | N2_C2/6111-PZ-472_G3 | Capacity exceeded
6111-TZT-663BP | 6111-SSB-002 | N2_C2/6111-TZ-663_G2 | Capacity exceeded
6111-TZT-663CP | 6111-SSB-002 | N2_C2/6111-TZ-663_G3 | Capacity exceeded
6111-TZT-666BP | 6111-SSB-002 | N2_C2/6111-TZ-666_G2 | Capacity exceeded
6111-TZT-666CP | 6111-SSB-002 | N2_C2/6111-TZ-666_G3 | Capacity exceeded
6121-TZT-624C | 6190-SSB-003 | ETH_T2/6121-TZ-624_G3 | Capacity exceeded
6121-TZT-624D | 6190-SSB-003 | ETH_T2/6121-TZ-624_G4 | Capacity exceeded
6121-TZT-624E | 6190-SSB-003 | ETH_T2/6121-TZ-624_G5 | Capacity exceeded
6121-XZY-802 | 6190-SSB-003 | ETH_T1 | Capacity exceeded
6121-XZY-806 | 6190-SSB-003 | ETH_T2 | Capacity exceeded
6121-XZY-811 | 6190-SSB-003 | ETH_T1 | Capacity exceeded
6121-XZY-812 | 6190-SSB-003 | ETH_T1 | Capacity exceeded
6121-XZY-813 | 6190-SSB-003 | ETH_T1 | Capacity exceeded
6121-XZY-814 | 6190-SSB-003 | ETH_T1 | Capacity exceeded
6121-XZY-815 | 6190-SSB-003 | ETH_T1 | Capacity exceeded
6121-XZY-822 | 6190-SSB-003 | ETH_T2 | Capacity exceeded
6121-XZY-823 | 6190-SSB-003 | ETH_T2 | Capacity exceeded
6121-XZY-824 | 6190-SSB-003 | ETH_T2 | Capacity exceeded
6121-XZY-825 | 6190-SSB-003 | ETH_T2 | Capacity exceeded
6121-XZY-826 | 6190-SSB-003 | ETH_T2 | Capacity exceeded
6121-XZY-830 | 6190-SSB-003 | ETH_T1 | Capacity exceeded
6121-XZY-831 | 6190-SSB-003 | ETH_T2 | Capacity exceeded
6121-XZY-832 | 6190-SSB-003 | ETH_T1 | Capacity exceeded
6121-XZY-833 | 6190-SSB-003 | ETH_T2 | Capacity exceeded